## Calcul
DIMENSIONING OF VARIABLE AIR VOLUME UNITS | [7 empty] | unit sound | [dB(A) ï NR] | dB(A) |  |  | discharge sound |  | radiated sound
BR-SERIES | [7 empty] | unit flowrate | [m³/h ï L/s ï m³/s] | m³/h
to be filled in
|  |  |  | insulation casing |  |  | only for sound pressure calculations | [5 empty] | sound power |  | sound pressure |  | DPtot | sound power spectrum [Hz] | [7 empty] | sound power spectrum [Hz]
| Flow rate | DPs | ∅ | single vs double wall | sound attenuator(1) | unit | room attenuation(4) | ceiling attentuation(5) | floor surface | room height | duct velocity | DPs,min(2) | discharge | radiated | discharge(3) | radiated | sound attenuator | discharge noise [dB] | [7 empty] | radiated noise [dB]
Reference | [m³/h] | [100-1000 Pa] | [mm] | [SW / DW] | [SA / none] | type |  |  | [m²] | [m] | [m/s] | [Pa] | [dB(A)] | [dB(A)] | [dB(A)] | [dB(A)] | [Pa] | 63 | 125 | 250 | 500 | 1000 | 2000 | 4000 | 8000 | 63 | 125 | 250 | 500 | 1000 | 2000 | 4000 | 8000
| 2208 | 149 | 315 | DW | SA | BRDG--315 | soft | high | 100 | 2.7 | 7.8702 | 7.8578 | 36.1158 | 38.3207 | 20.8494 | <20 | 4.5237 | 47.6048 | 43.7745 | 38.9109 | 33.8708 | 28.5863 | 23.2751 | 19.1671 | <15 | 54.0787 | 38.9052 | 39.5365 | 36.9107 | 32.0176 | 26.7343 | 21.6813 | <15
[6 empty] | BRD--- | soft | high | 100 | 2.7
[6 empty] | BRD--- | soft | high | 100 | 2.7
[6 empty] | BRD--- | soft | high | 100 | 2.7
[6 empty] | BRD--- | soft | high | 100 | 2.7
[6 empty] | BRD--- | soft | high | 100 | 2.7
[6 empty] | BRD--- | soft | high | 100 | 2.7
[6 empty] | BRD--- | soft | high | 100 | 2.7
[6 empty] | BRD--- | soft | high | 100 | 2.7
[6 empty] | BRD--- | soft | high | 100 | 2.7
[6 empty] | BRD--- | soft | high | 100 | 2.7
[6 empty] | BRD--- | soft | high | 100 | 2.7
[6 empty] | BRD--- | soft | high | 100 | 2.7
[6 empty] | BRD--- | soft | high | 100 | 2.7
[6 empty] | BRD--- | soft | high | 100 | 2.7
[6 empty] | BRD--- | soft | high | 100 | 2.7
[6 empty] | BRD--- | soft | high | 100 | 2.7
[6 empty] | BRD--- | soft | high | 100 | 2.7
[6 empty] | BRD--- | soft | high | 100 | 2.7
[6 empty] | BRD--- | soft | high | 100 | 2.7
[6 empty] | BRD--- | soft | high | 100 | 2.7
[6 empty] | BRD--- | soft | high | 100 | 2.7
[6 empty] | BRD--- | soft | high | 100 | 2.7
[6 empty] | BRD--- | soft | high | 100 | 2.7
[6 empty] | BRD--- | soft | high | 100 | 2.7
[6 empty] | BRD--- | soft | high | 100 | 2.7
[6 empty] | BRD--- | soft | high | 100 | 2.7
[6 empty] | BRD--- | soft | high | 100 | 2.7
[6 empty] | BRD--- | soft | high | 100 | 2.7
[6 empty] | BRD--- | soft | high | 100 | 2.7
[6 empty] | BRD--- | soft | high | 100 | 2.7
(1) sound attenuator of length 900 mm for £∅200 mm; 1200 mm for >∅200 mm | [6 empty] | (4)Room attenuation (ref. VDI 2081 Guidelines) |  |  | (5)Ceiling attenuation
(2) pressure loss with open blades | [6 empty] | soft | e.g. office, hotel room |  | low | e.g. perforated steel tile
(3) VAV with downstream 3 m unlined duct + 90° bend | [6 empty] | normal | e.g. lecture room, theatre, cinema |  | medium | e.g. mineral fibre tile
[8 empty] | e.g. ward, rest room, wash room |  | high | e.g. plain steel tile
[7 empty] | hard | e.g. sports hall, swimming pool |  | very high | e.g. gypsum board
e.g. concert hall, opera house
e.g. operating theatre, laboratory, clean room
e.g. workshop
e.g. museum

## Sound Power (hidden)
[11 empty] | parameter | [7 empty] | sound power spectrum [Hz] | [7 empty] | sound power |  | sound power spectrum [Hz] | [7 empty] | duct | sound power spectrum [Hz] | [7 empty] | sound generation spectrum [Hz] | [7 empty] | sound generation spectrum [Hz] | [7 empty] | sound generation spectrum [Hz] | [7 empty] | sound power spectrum [Hz] | [7 empty] | sound power |  | sound power spectrum [Hz] | [7 empty] | sound power spectrum [Hz] | [7 empty] | sound power spectrum [Hz] | [7 empty] | sound power |  | sound power spectrum [Hz]
Flow rate | Flow rate | DPs | ∅ | L BR | L URSIL | ID | Dptot |  |  |  | DLw [dB] | [7 empty] | discharge noise - dB | [7 empty] | Lw |  | discharge noise - NR | [7 empty] | velocity | discharge noise correction for sound attenuator / Noise attenuation - dB | [7 empty] | interpolation variable 1 [dB] | [7 empty] | interpolation variable 2 [dB] | [7 empty] | [dB] | [7 empty] | discharge noise correction for sound attenuator / sum - dB | [7 empty] | Lw |  | discharge noise - NR | [7 empty] | radiated noise - Rf | [7 empty] | radiated noise - dB | [7 empty] | Lw |  | radiated noise - NR
[m³/h] | [m³/h] | [Pa] | [mm] | [mm] | [mm] |  | [Pa] | alfa1 | alfa2 | alfa3 | 63 | 125 | 250 | 500 | 1000 | 2000 | 4000 | 8000 | 63 | 125 | 250 | 500 | 1000 | 2000 | 4000 | 8000 | dB(A) | NR | 63 | 125 | 250 | 500 | 1000 | 2000 | 4000 | 8000 | [m/s] | 63 | 125 | 250 | 500 | 1000 | 2000 | 4000 | 8000 | 63 | 125 | 250 | 500 | 1000 | 2000 | 4000 | 8000 | 63 | 125 | 250 | 500 | 1000 | 2000 | 4000 | 8000 | 63 | 125 | 250 | 500 | 1000 | 2000 | 4000 | 8000 | 63 | 125 | 250 | 500 | 1000 | 2000 | 4000 | 8000 | dB(A) | NR | 63 | 125 | 250 | 500 | 1000 | 2000 | 4000 | 8000 | 63 | 125 | 250 | 500 | 1000 | 2000 | 4000 | 8000 | 63 | 125 | 250 | 500 | 1000 | 2000 | 4000 | 8000 | dB(A) | NR | 63 | 125 | 250 | 500 | 1000 | 2000 | 4000 | 8000
2208 | 2208 | 149 | 315 | 600 | 1200 | 315120008 | 186.164 | -0.026338 | -4.5642 | 2.071 | -5.9967 | -9.1995 | -12.4648 | -15.7554 | -19.0713 | -22.4124 | -25.7789 | -29.1708 | 55.5369 | 52.3341 | 49.0688 | 45.7782 | 42.4623 | 39.1212 | 35.7547 | 32.3629 | 48.3744 | 42.4623 | 25.3632 | 34.8667 | 39.8589 | 42.0721 | 42.4623 | 41.9913 | 40.8338 | 39.1872 | 7.8702 | 8.8 | 10.3 | 14.2 | 21 | 29.7 | 24 | 19.3 | 20.5 | 40.6 | 39.4 | 37.2 | 33.8 | 29 | 23.1 | 16.4 | 9.1 | 33.3 | 31.7 | 29 | 25 | 19.7 | 13.5 | 6.5 | 0 | 40.1849 | 38.9622 | 36.7337 | 33.2996 | 28.4712 | 22.5541 | 15.8371 | 8.5825 | 47.6048 | 43.7745 | 38.9109 | 33.8708 | 28.5863 | 23.2751 | 19.1671 | 13.5356 | 36.1158 | 29.8468 | 15.3225 | 25.0282 | 28.9365 | 29.8468 | 28.5863 | 26.3794 | 24.6509 | 20.9084 | 10.2773 | 22.2479 | 18.3513 | 17.6866 | 19.2638 | 21.2059 | 22.8924 | 139.5224 | 54.0787 | 38.9052 | 39.5365 | 36.9107 | 32.0176 | 26.7343 | 21.6813 | -98.3406 | 38.3207 | 32.9678 | 23.5173 | 19.4313 | 29.6091 | 32.9678 | 32.0176 | 29.7874 | 27.1037 | -87.7093
0 | 0 | 0 | 0 | 400 | 900 | #DIV/0! | #DIV/0! | -0.98585 | -7.1 | 46.486 | #DIV/0! | #DIV/0! | #DIV/0! | #DIV/0! | #DIV/0! | #DIV/0! | #DIV/0! | #DIV/0! | #DIV/0! | #DIV/0! | #DIV/0! | #DIV/0! | #DIV/0! | #DIV/0! | #DIV/0! | #DIV/0! | #DIV/0! | #DIV/0! | #DIV/0! | #DIV/0! | #DIV/0! | #DIV/0! | #DIV/0! | #DIV/0! | #DIV/0! | #DIV/0! | #DIV/0! | #DIV/0! | #DIV/0! | #DIV/0! | #DIV/0! | #DIV/0! | #DIV/0! | #DIV/0! | #DIV/0! | #DIV/0! | #DIV/0! | #DIV/0! | #DIV/0! | #DIV/0! | #DIV/0! | #DIV/0! | #DIV/0! | #DIV/0! | #DIV/0! | #DIV/0! | #DIV/0! | #DIV/0! | #DIV/0! | #DIV/0! | #DIV/0! | #DIV/0! | #DIV/0! | #DIV/0! | #DIV/0! | #DIV/0! | #DIV/0! | #DIV/0! | #DIV/0! | #DIV/0! | #DIV/0! | #DIV/0! | #DIV/0! | #DIV/0! | #DIV/0! | #DIV/0! | #DIV/0! | #DIV/0! | #DIV/0! | #DIV/0! | #DIV/0! | #DIV/0! | #DIV/0! | #DIV/0! | #DIV/0! | #DIV/0! | #DIV/0! | 31.2467 | 39.2039 | 38.7611 | 42.4579 | 39.9838 | 40.3061 | 35.6044 | 26.4052 | #DIV/0! | #DIV/0! | #DIV/0! | #DIV/0! | #DIV/0! | #DIV/0! | #DIV/0! | #DIV/0! | #DIV/0! | #DIV/0! | #DIV/0! | #DIV/0! | #DIV/0! | #DIV/0! | #DIV/0! | #DIV/0! | #DIV/0! | #DIV/0!
0 | 0 | 0 | 0 | 400 | 900 | #DIV/0! | #DIV/0! | -0.98585 | -7.1 | 46.486 | #DIV/0! | #DIV/0! | #DIV/0! | #DIV/0! | #DIV/0! | #DIV/0! | #DIV/0! | #DIV/0! | #DIV/0! | #DIV/0! | #DIV/0! | #DIV/0! | #DIV/0! | #DIV/0! | #DIV/0! | #DIV/0! | #DIV/0! | #DIV/0! | #DIV/0! | #DIV/0! | #DIV/0! | #DIV/0! | #DIV/0! | #DIV/0! | #DIV/0! | #DIV/0! | #DIV/0! | #DIV/0! | #DIV/0! | #DIV/0! | #DIV/0! | #DIV/0! | #DIV/0! | #DIV/0! | #DIV/0! | #DIV/0! | #DIV/0! | #DIV/0! | #DIV/0! | #DIV/0! | #DIV/0! | #DIV/0! | #DIV/0! | #DIV/0! | #DIV/0! | #DIV/0! | #DIV/0! | #DIV/0! | #DIV/0! | #DIV/0! | #DIV/0! | #DIV/0! | #DIV/0! | #DIV/0! | #DIV/0! | #DIV/0! | #DIV/0! | #DIV/0! | #DIV/0! | #DIV/0! | #DIV/0! | #DIV/0! | #DIV/0! | #DIV/0! | #DIV/0! | #DIV/0! | #DIV/0! | #DIV/0! | #DIV/0! | #DIV/0! | #DIV/0! | #DIV/0! | #DIV/0! | #DIV/0! | #DIV/0! | #DIV/0! | #DIV/0! | 31.2467 | 39.2039 | 38.7611 | 42.4579 | 39.9838 | 40.3061 | 35.6044 | 26.4052 | #DIV/0! | #DIV/0! | #DIV/0! | #DIV/0! | #DIV/0! | #DIV/0! | #DIV/0! | #DIV/0! | #DIV/0! | #DIV/0! | #DIV/0! | #DIV/0! | #DIV/0! | #DIV/0! | #DIV/0! | #DIV/0! | #DIV/0! | #DIV/0!
0 | 0 | 0 | 0 | 400 | 900 | #DIV/0! | #DIV/0! | -0.98585 | -7.1 | 46.486 | #DIV/0! | #DIV/0! | #DIV/0! | #DIV/0! | #DIV/0! | #DIV/0! | #DIV/0! | #DIV/0! | #DIV/0! | #DIV/0! | #DIV/0! | #DIV/0! | #DIV/0! | #DIV/0! | #DIV/0! | #DIV/0! | #DIV/0! | #DIV/0! | #DIV/0! | #DIV/0! | #DIV/0! | #DIV/0! | #DIV/0! | #DIV/0! | #DIV/0! | #DIV/0! | #DIV/0! | #DIV/0! | #DIV/0! | #DIV/0! | #DIV/0! | #DIV/0! | #DIV/0! | #DIV/0! | #DIV/0! | #DIV/0! | #DIV/0! | #DIV/0! | #DIV/0! | #DIV/0! | #DIV/0! | #DIV/0! | #DIV/0! | #DIV/0! | #DIV/0! | #DIV/0! | #DIV/0! | #DIV/0! | #DIV/0! | #DIV/0! | #DIV/0! | #DIV/0! | #DIV/0! | #DIV/0! | #DIV/0! | #DIV/0! | #DIV/0! | #DIV/0! | #DIV/0! | #DIV/0! | #DIV/0! | #DIV/0! | #DIV/0! | #DIV/0! | #DIV/0! | #DIV/0! | #DIV/0! | #DIV/0! | #DIV/0! | #DIV/0! | #DIV/0! | #DIV/0! | #DIV/0! | #DIV/0! | #DIV/0! | #DIV/0! | #DIV/0! | 31.2467 | 39.2039 | 38.7611 | 42.4579 | 39.9838 | 40.3061 | 35.6044 | 26.4052 | #DIV/0! | #DIV/0! | #DIV/0! | #DIV/0! | #DIV/0! | #DIV/0! | #DIV/0! | #DIV/0! | #DIV/0! | #DIV/0! | #DIV/0! | #DIV/0! | #DIV/0! | #DIV/0! | #DIV/0! | #DIV/0! | #DIV/0! | #DIV/0!
0 | 0 | 0 | 0 | 400 | 900 | #DIV/0! | #DIV/0! | -0.98585 | -7.1 | 46.486 | #DIV/0! | #DIV/0! | #DIV/0! | #DIV/0! | #DIV/0! | #DIV/0! | #DIV/0! | #DIV/0! | #DIV/0! | #DIV/0! | #DIV/0! | #DIV/0! | #DIV/0! | #DIV/0! | #DIV/0! | #DIV/0! | #DIV/0! | #DIV/0! | #DIV/0! | #DIV/0! | #DIV/0! | #DIV/0! | #DIV/0! | #DIV/0! | #DIV/0! | #DIV/0! | #DIV/0! | #DIV/0! | #DIV/0! | #DIV/0! | #DIV/0! | #DIV/0! | #DIV/0! | #DIV/0! | #DIV/0! | #DIV/0! | #DIV/0! | #DIV/0! | #DIV/0! | #DIV/0! | #DIV/0! | #DIV/0! | #DIV/0! | #DIV/0! | #DIV/0! | #DIV/0! | #DIV/0! | #DIV/0! | #DIV/0! | #DIV/0! | #DIV/0! | #DIV/0! | #DIV/0! | #DIV/0! | #DIV/0! | #DIV/0! | #DIV/0! | #DIV/0! | #DIV/0! | #DIV/0! | #DIV/0! | #DIV/0! | #DIV/0! | #DIV/0! | #DIV/0! | #DIV/0! | #DIV/0! | #DIV/0! | #DIV/0! | #DIV/0! | #DIV/0! | #DIV/0! | #DIV/0! | #DIV/0! | #DIV/0! | #DIV/0! | #DIV/0! | 31.2467 | 39.2039 | 38.7611 | 42.4579 | 39.9838 | 40.3061 | 35.6044 | 26.4052 | #DIV/0! | #DIV/0! | #DIV/0! | #DIV/0! | #DIV/0! | #DIV/0! | #DIV/0! | #DIV/0! | #DIV/0! | #DIV/0! | #DIV/0! | #DIV/0! | #DIV/0! | #DIV/0! | #DIV/0! | #DIV/0! | #DIV/0! | #DIV/0!
0 | 0 | 0 | 0 | 400 | 900 | #DIV/0! | #DIV/0! | -0.98585 | -7.1 | 46.486 | #DIV/0! | #DIV/0! | #DIV/0! | #DIV/0! | #DIV/0! | #DIV/0! | #DIV/0! | #DIV/0! | #DIV/0! | #DIV/0! | #DIV/0! | #DIV/0! | #DIV/0! | #DIV/0! | #DIV/0! | #DIV/0! | #DIV/0! | #DIV/0! | #DIV/0! | #DIV/0! | #DIV/0! | #DIV/0! | #DIV/0! | #DIV/0! | #DIV/0! | #DIV/0! | #DIV/0! | #DIV/0! | #DIV/0! | #DIV/0! | #DIV/0! | #DIV/0! | #DIV/0! | #DIV/0! | #DIV/0! | #DIV/0! | #DIV/0! | #DIV/0! | #DIV/0! | #DIV/0! | #DIV/0! | #DIV/0! | #DIV/0! | #DIV/0! | #DIV/0! | #DIV/0! | #DIV/0! | #DIV/0! | #DIV/0! | #DIV/0! | #DIV/0! | #DIV/0! | #DIV/0! | #DIV/0! | #DIV/0! | #DIV/0! | #DIV/0! | #DIV/0! | #DIV/0! | #DIV/0! | #DIV/0! | #DIV/0! | #DIV/0! | #DIV/0! | #DIV/0! | #DIV/0! | #DIV/0! | #DIV/0! | #DIV/0! | #DIV/0! | #DIV/0! | #DIV/0! | #DIV/0! | #DIV/0! | #DIV/0! | #DIV/0! | #DIV/0! | 31.2467 | 39.2039 | 38.7611 | 42.4579 | 39.9838 | 40.3061 | 35.6044 | 26.4052 | #DIV/0! | #DIV/0! | #DIV/0! | #DIV/0! | #DIV/0! | #DIV/0! | #DIV/0! | #DIV/0! | #DIV/0! | #DIV/0! | #DIV/0! | #DIV/0! | #DIV/0! | #DIV/0! | #DIV/0! | #DIV/0! | #DIV/0! | #DIV/0!
0 | 0 | 0 | 0 | 400 | 900 | #DIV/0! | #DIV/0! | -0.98585 | -7.1 | 46.486 | #DIV/0! | #DIV/0! | #DIV/0! | #DIV/0! | #DIV/0! | #DIV/0! | #DIV/0! | #DIV/0! | #DIV/0! | #DIV/0! | #DIV/0! | #DIV/0! | #DIV/0! | #DIV/0! | #DIV/0! | #DIV/0! | #DIV/0! | #DIV/0! | #DIV/0! | #DIV/0! | #DIV/0! | #DIV/0! | #DIV/0! | #DIV/0! | #DIV/0! | #DIV/0! | #DIV/0! | #DIV/0! | #DIV/0! | #DIV/0! | #DIV/0! | #DIV/0! | #DIV/0! | #DIV/0! | #DIV/0! | #DIV/0! | #DIV/0! | #DIV/0! | #DIV/0! | #DIV/0! | #DIV/0! | #DIV/0! | #DIV/0! | #DIV/0! | #DIV/0! | #DIV/0! | #DIV/0! | #DIV/0! | #DIV/0! | #DIV/0! | #DIV/0! | #DIV/0! | #DIV/0! | #DIV/0! | #DIV/0! | #DIV/0! | #DIV/0! | #DIV/0! | #DIV/0! | #DIV/0! | #DIV/0! | #DIV/0! | #DIV/0! | #DIV/0! | #DIV/0! | #DIV/0! | #DIV/0! | #DIV/0! | #DIV/0! | #DIV/0! | #DIV/0! | #DIV/0! | #DIV/0! | #DIV/0! | #DIV/0! | #DIV/0! | #DIV/0! | 31.2467 | 39.2039 | 38.7611 | 42.4579 | 39.9838 | 40.3061 | 35.6044 | 26.4052 | #DIV/0! | #DIV/0! | #DIV/0! | #DIV/0! | #DIV/0! | #DIV/0! | #DIV/0! | #DIV/0! | #DIV/0! | #DIV/0! | #DIV/0! | #DIV/0! | #DIV/0! | #DIV/0! | #DIV/0! | #DIV/0! | #DIV/0! | #DIV/0!
0 | 0 | 0 | 0 | 400 | 900 | #DIV/0! | #DIV/0! | -0.98585 | -7.1 | 46.486 | #DIV/0! | #DIV/0! | #DIV/0! | #DIV/0! | #DIV/0! | #DIV/0! | #DIV/0! | #DIV/0! | #DIV/0! | #DIV/0! | #DIV/0! | #DIV/0! | #DIV/0! | #DIV/0! | #DIV/0! | #DIV/0! | #DIV/0! | #DIV/0! | #DIV/0! | #DIV/0! | #DIV/0! | #DIV/0! | #DIV/0! | #DIV/0! | #DIV/0! | #DIV/0! | #DIV/0! | #DIV/0! | #DIV/0! | #DIV/0! | #DIV/0! | #DIV/0! | #DIV/0! | #DIV/0! | #DIV/0! | #DIV/0! | #DIV/0! | #DIV/0! | #DIV/0! | #DIV/0! | #DIV/0! | #DIV/0! | #DIV/0! | #DIV/0! | #DIV/0! | #DIV/0! | #DIV/0! | #DIV/0! | #DIV/0! | #DIV/0! | #DIV/0! | #DIV/0! | #DIV/0! | #DIV/0! | #DIV/0! | #DIV/0! | #DIV/0! | #DIV/0! | #DIV/0! | #DIV/0! | #DIV/0! | #DIV/0! | #DIV/0! | #DIV/0! | #DIV/0! | #DIV/0! | #DIV/0! | #DIV/0! | #DIV/0! | #DIV/0! | #DIV/0! | #DIV/0! | #DIV/0! | #DIV/0! | #DIV/0! | #DIV/0! | #DIV/0! | 31.2467 | 39.2039 | 38.7611 | 42.4579 | 39.9838 | 40.3061 | 35.6044 | 26.4052 | #DIV/0! | #DIV/0! | #DIV/0! | #DIV/0! | #DIV/0! | #DIV/0! | #DIV/0! | #DIV/0! | #DIV/0! | #DIV/0! | #DIV/0! | #DIV/0! | #DIV/0! | #DIV/0! | #DIV/0! | #DIV/0! | #DIV/0! | #DIV/0!
0 | 0 | 0 | 0 | 400 | 900 | #DIV/0! | #DIV/0! | -0.98585 | -7.1 | 46.486 | #DIV/0! | #DIV/0! | #DIV/0! | #DIV/0! | #DIV/0! | #DIV/0! | #DIV/0! | #DIV/0! | #DIV/0! | #DIV/0! | #DIV/0! | #DIV/0! | #DIV/0! | #DIV/0! | #DIV/0! | #DIV/0! | #DIV/0! | #DIV/0! | #DIV/0! | #DIV/0! | #DIV/0! | #DIV/0! | #DIV/0! | #DIV/0! | #DIV/0! | #DIV/0! | #DIV/0! | #DIV/0! | #DIV/0! | #DIV/0! | #DIV/0! | #DIV/0! | #DIV/0! | #DIV/0! | #DIV/0! | #DIV/0! | #DIV/0! | #DIV/0! | #DIV/0! | #DIV/0! | #DIV/0! | #DIV/0! | #DIV/0! | #DIV/0! | #DIV/0! | #DIV/0! | #DIV/0! | #DIV/0! | #DIV/0! | #DIV/0! | #DIV/0! | #DIV/0! | #DIV/0! | #DIV/0! | #DIV/0! | #DIV/0! | #DIV/0! | #DIV/0! | #DIV/0! | #DIV/0! | #DIV/0! | #DIV/0! | #DIV/0! | #DIV/0! | #DIV/0! | #DIV/0! | #DIV/0! | #DIV/0! | #DIV/0! | #DIV/0! | #DIV/0! | #DIV/0! | #DIV/0! | #DIV/0! | #DIV/0! | #DIV/0! | #DIV/0! | 31.2467 | 39.2039 | 38.7611 | 42.4579 | 39.9838 | 40.3061 | 35.6044 | 26.4052 | #DIV/0! | #DIV/0! | #DIV/0! | #DIV/0! | #DIV/0! | #DIV/0! | #DIV/0! | #DIV/0! | #DIV/0! | #DIV/0! | #DIV/0! | #DIV/0! | #DIV/0! | #DIV/0! | #DIV/0! | #DIV/0! | #DIV/0! | #DIV/0!
0 | 0 | 0 | 0 | 400 | 900 | #DIV/0! | #DIV/0! | -0.98585 | -7.1 | 46.486 | #DIV/0! | #DIV/0! | #DIV/0! | #DIV/0! | #DIV/0! | #DIV/0! | #DIV/0! | #DIV/0! | #DIV/0! | #DIV/0! | #DIV/0! | #DIV/0! | #DIV/0! | #DIV/0! | #DIV/0! | #DIV/0! | #DIV/0! | #DIV/0! | #DIV/0! | #DIV/0! | #DIV/0! | #DIV/0! | #DIV/0! | #DIV/0! | #DIV/0! | #DIV/0! | #DIV/0! | #DIV/0! | #DIV/0! | #DIV/0! | #DIV/0! | #DIV/0! | #DIV/0! | #DIV/0! | #DIV/0! | #DIV/0! | #DIV/0! | #DIV/0! | #DIV/0! | #DIV/0! | #DIV/0! | #DIV/0! | #DIV/0! | #DIV/0! | #DIV/0! | #DIV/0! | #DIV/0! | #DIV/0! | #DIV/0! | #DIV/0! | #DIV/0! | #DIV/0! | #DIV/0! | #DIV/0! | #DIV/0! | #DIV/0! | #DIV/0! | #DIV/0! | #DIV/0! | #DIV/0! | #DIV/0! | #DIV/0! | #DIV/0! | #DIV/0! | #DIV/0! | #DIV/0! | #DIV/0! | #DIV/0! | #DIV/0! | #DIV/0! | #DIV/0! | #DIV/0! | #DIV/0! | #DIV/0! | #DIV/0! | #DIV/0! | #DIV/0! | 31.2467 | 39.2039 | 38.7611 | 42.4579 | 39.9838 | 40.3061 | 35.6044 | 26.4052 | #DIV/0! | #DIV/0! | #DIV/0! | #DIV/0! | #DIV/0! | #DIV/0! | #DIV/0! | #DIV/0! | #DIV/0! | #DIV/0! | #DIV/0! | #DIV/0! | #DIV/0! | #DIV/0! | #DIV/0! | #DIV/0! | #DIV/0! | #DIV/0!
0 | 0 | 0 | 0 | 400 | 900 | #DIV/0! | #DIV/0! | -0.98585 | -7.1 | 46.486 | #DIV/0! | #DIV/0! | #DIV/0! | #DIV/0! | #DIV/0! | #DIV/0! | #DIV/0! | #DIV/0! | #DIV/0! | #DIV/0! | #DIV/0! | #DIV/0! | #DIV/0! | #DIV/0! | #DIV/0! | #DIV/0! | #DIV/0! | #DIV/0! | #DIV/0! | #DIV/0! | #DIV/0! | #DIV/0! | #DIV/0! | #DIV/0! | #DIV/0! | #DIV/0! | #DIV/0! | #DIV/0! | #DIV/0! | #DIV/0! | #DIV/0! | #DIV/0! | #DIV/0! | #DIV/0! | #DIV/0! | #DIV/0! | #DIV/0! | #DIV/0! | #DIV/0! | #DIV/0! | #DIV/0! | #DIV/0! | #DIV/0! | #DIV/0! | #DIV/0! | #DIV/0! | #DIV/0! | #DIV/0! | #DIV/0! | #DIV/0! | #DIV/0! | #DIV/0! | #DIV/0! | #DIV/0! | #DIV/0! | #DIV/0! | #DIV/0! | #DIV/0! | #DIV/0! | #DIV/0! | #DIV/0! | #DIV/0! | #DIV/0! | #DIV/0! | #DIV/0! | #DIV/0! | #DIV/0! | #DIV/0! | #DIV/0! | #DIV/0! | #DIV/0! | #DIV/0! | #DIV/0! | #DIV/0! | #DIV/0! | #DIV/0! | #DIV/0! | 31.2467 | 39.2039 | 38.7611 | 42.4579 | 39.9838 | 40.3061 | 35.6044 | 26.4052 | #DIV/0! | #DIV/0! | #DIV/0! | #DIV/0! | #DIV/0! | #DIV/0! | #DIV/0! | #DIV/0! | #DIV/0! | #DIV/0! | #DIV/0! | #DIV/0! | #DIV/0! | #DIV/0! | #DIV/0! | #DIV/0! | #DIV/0! | #DIV/0!
0 | 0 | 0 | 0 | 400 | 900 | #DIV/0! | #DIV/0! | -0.98585 | -7.1 | 46.486 | #DIV/0! | #DIV/0! | #DIV/0! | #DIV/0! | #DIV/0! | #DIV/0! | #DIV/0! | #DIV/0! | #DIV/0! | #DIV/0! | #DIV/0! | #DIV/0! | #DIV/0! | #DIV/0! | #DIV/0! | #DIV/0! | #DIV/0! | #DIV/0! | #DIV/0! | #DIV/0! | #DIV/0! | #DIV/0! | #DIV/0! | #DIV/0! | #DIV/0! | #DIV/0! | #DIV/0! | #DIV/0! | #DIV/0! | #DIV/0! | #DIV/0! | #DIV/0! | #DIV/0! | #DIV/0! | #DIV/0! | #DIV/0! | #DIV/0! | #DIV/0! | #DIV/0! | #DIV/0! | #DIV/0! | #DIV/0! | #DIV/0! | #DIV/0! | #DIV/0! | #DIV/0! | #DIV/0! | #DIV/0! | #DIV/0! | #DIV/0! | #DIV/0! | #DIV/0! | #DIV/0! | #DIV/0! | #DIV/0! | #DIV/0! | #DIV/0! | #DIV/0! | #DIV/0! | #DIV/0! | #DIV/0! | #DIV/0! | #DIV/0! | #DIV/0! | #DIV/0! | #DIV/0! | #DIV/0! | #DIV/0! | #DIV/0! | #DIV/0! | #DIV/0! | #DIV/0! | #DIV/0! | #DIV/0! | #DIV/0! | #DIV/0! | #DIV/0! | 31.2467 | 39.2039 | 38.7611 | 42.4579 | 39.9838 | 40.3061 | 35.6044 | 26.4052 | #DIV/0! | #DIV/0! | #DIV/0! | #DIV/0! | #DIV/0! | #DIV/0! | #DIV/0! | #DIV/0! | #DIV/0! | #DIV/0! | #DIV/0! | #DIV/0! | #DIV/0! | #DIV/0! | #DIV/0! | #DIV/0! | #DIV/0! | #DIV/0!
0 | 0 | 0 | 0 | 400 | 900 | #DIV/0! | #DIV/0! | -0.98585 | -7.1 | 46.486 | #DIV/0! | #DIV/0! | #DIV/0! | #DIV/0! | #DIV/0! | #DIV/0! | #DIV/0! | #DIV/0! | #DIV/0! | #DIV/0! | #DIV/0! | #DIV/0! | #DIV/0! | #DIV/0! | #DIV/0! | #DIV/0! | #DIV/0! | #DIV/0! | #DIV/0! | #DIV/0! | #DIV/0! | #DIV/0! | #DIV/0! | #DIV/0! | #DIV/0! | #DIV/0! | #DIV/0! | #DIV/0! | #DIV/0! | #DIV/0! | #DIV/0! | #DIV/0! | #DIV/0! | #DIV/0! | #DIV/0! | #DIV/0! | #DIV/0! | #DIV/0! | #DIV/0! | #DIV/0! | #DIV/0! | #DIV/0! | #DIV/0! | #DIV/0! | #DIV/0! | #DIV/0! | #DIV/0! | #DIV/0! | #DIV/0! | #DIV/0! | #DIV/0! | #DIV/0! | #DIV/0! | #DIV/0! | #DIV/0! | #DIV/0! | #DIV/0! | #DIV/0! | #DIV/0! | #DIV/0! | #DIV/0! | #DIV/0! | #DIV/0! | #DIV/0! | #DIV/0! | #DIV/0! | #DIV/0! | #DIV/0! | #DIV/0! | #DIV/0! | #DIV/0! | #DIV/0! | #DIV/0! | #DIV/0! | #DIV/0! | #DIV/0! | #DIV/0! | 31.2467 | 39.2039 | 38.7611 | 42.4579 | 39.9838 | 40.3061 | 35.6044 | 26.4052 | #DIV/0! | #DIV/0! | #DIV/0! | #DIV/0! | #DIV/0! | #DIV/0! | #DIV/0! | #DIV/0! | #DIV/0! | #DIV/0! | #DIV/0! | #DIV/0! | #DIV/0! | #DIV/0! | #DIV/0! | #DIV/0! | #DIV/0! | #DIV/0!
0 | 0 | 0 | 0 | 400 | 900 | #DIV/0! | #DIV/0! | -0.98585 | -7.1 | 46.486 | #DIV/0! | #DIV/0! | #DIV/0! | #DIV/0! | #DIV/0! | #DIV/0! | #DIV/0! | #DIV/0! | #DIV/0! | #DIV/0! | #DIV/0! | #DIV/0! | #DIV/0! | #DIV/0! | #DIV/0! | #DIV/0! | #DIV/0! | #DIV/0! | #DIV/0! | #DIV/0! | #DIV/0! | #DIV/0! | #DIV/0! | #DIV/0! | #DIV/0! | #DIV/0! | #DIV/0! | #DIV/0! | #DIV/0! | #DIV/0! | #DIV/0! | #DIV/0! | #DIV/0! | #DIV/0! | #DIV/0! | #DIV/0! | #DIV/0! | #DIV/0! | #DIV/0! | #DIV/0! | #DIV/0! | #DIV/0! | #DIV/0! | #DIV/0! | #DIV/0! | #DIV/0! | #DIV/0! | #DIV/0! | #DIV/0! | #DIV/0! | #DIV/0! | #DIV/0! | #DIV/0! | #DIV/0! | #DIV/0! | #DIV/0! | #DIV/0! | #DIV/0! | #DIV/0! | #DIV/0! | #DIV/0! | #DIV/0! | #DIV/0! | #DIV/0! | #DIV/0! | #DIV/0! | #DIV/0! | #DIV/0! | #DIV/0! | #DIV/0! | #DIV/0! | #DIV/0! | #DIV/0! | #DIV/0! | #DIV/0! | #DIV/0! | #DIV/0! | 31.2467 | 39.2039 | 38.7611 | 42.4579 | 39.9838 | 40.3061 | 35.6044 | 26.4052 | #DIV/0! | #DIV/0! | #DIV/0! | #DIV/0! | #DIV/0! | #DIV/0! | #DIV/0! | #DIV/0! | #DIV/0! | #DIV/0! | #DIV/0! | #DIV/0! | #DIV/0! | #DIV/0! | #DIV/0! | #DIV/0! | #DIV/0! | #DIV/0!
0 | 0 | 0 | 0 | 400 | 900 | #DIV/0! | #DIV/0! | -0.98585 | -7.1 | 46.486 | #DIV/0! | #DIV/0! | #DIV/0! | #DIV/0! | #DIV/0! | #DIV/0! | #DIV/0! | #DIV/0! | #DIV/0! | #DIV/0! | #DIV/0! | #DIV/0! | #DIV/0! | #DIV/0! | #DIV/0! | #DIV/0! | #DIV/0! | #DIV/0! | #DIV/0! | #DIV/0! | #DIV/0! | #DIV/0! | #DIV/0! | #DIV/0! | #DIV/0! | #DIV/0! | #DIV/0! | #DIV/0! | #DIV/0! | #DIV/0! | #DIV/0! | #DIV/0! | #DIV/0! | #DIV/0! | #DIV/0! | #DIV/0! | #DIV/0! | #DIV/0! | #DIV/0! | #DIV/0! | #DIV/0! | #DIV/0! | #DIV/0! | #DIV/0! | #DIV/0! | #DIV/0! | #DIV/0! | #DIV/0! | #DIV/0! | #DIV/0! | #DIV/0! | #DIV/0! | #DIV/0! | #DIV/0! | #DIV/0! | #DIV/0! | #DIV/0! | #DIV/0! | #DIV/0! | #DIV/0! | #DIV/0! | #DIV/0! | #DIV/0! | #DIV/0! | #DIV/0! | #DIV/0! | #DIV/0! | #DIV/0! | #DIV/0! | #DIV/0! | #DIV/0! | #DIV/0! | #DIV/0! | #DIV/0! | #DIV/0! | #DIV/0! | #DIV/0! | 31.2467 | 39.2039 | 38.7611 | 42.4579 | 39.9838 | 40.3061 | 35.6044 | 26.4052 | #DIV/0! | #DIV/0! | #DIV/0! | #DIV/0! | #DIV/0! | #DIV/0! | #DIV/0! | #DIV/0! | #DIV/0! | #DIV/0! | #DIV/0! | #DIV/0! | #DIV/0! | #DIV/0! | #DIV/0! | #DIV/0! | #DIV/0! | #DIV/0!
0 | 0 | 0 | 0 | 400 | 900 | #DIV/0! | #DIV/0! | -0.98585 | -7.1 | 46.486 | #DIV/0! | #DIV/0! | #DIV/0! | #DIV/0! | #DIV/0! | #DIV/0! | #DIV/0! | #DIV/0! | #DIV/0! | #DIV/0! | #DIV/0! | #DIV/0! | #DIV/0! | #DIV/0! | #DIV/0! | #DIV/0! | #DIV/0! | #DIV/0! | #DIV/0! | #DIV/0! | #DIV/0! | #DIV/0! | #DIV/0! | #DIV/0! | #DIV/0! | #DIV/0! | #DIV/0! | #DIV/0! | #DIV/0! | #DIV/0! | #DIV/0! | #DIV/0! | #DIV/0! | #DIV/0! | #DIV/0! | #DIV/0! | #DIV/0! | #DIV/0! | #DIV/0! | #DIV/0! | #DIV/0! | #DIV/0! | #DIV/0! | #DIV/0! | #DIV/0! | #DIV/0! | #DIV/0! | #DIV/0! | #DIV/0! | #DIV/0! | #DIV/0! | #DIV/0! | #DIV/0! | #DIV/0! | #DIV/0! | #DIV/0! | #DIV/0! | #DIV/0! | #DIV/0! | #DIV/0! | #DIV/0! | #DIV/0! | #DIV/0! | #DIV/0! | #DIV/0! | #DIV/0! | #DIV/0! | #DIV/0! | #DIV/0! | #DIV/0! | #DIV/0! | #DIV/0! | #DIV/0! | #DIV/0! | #DIV/0! | #DIV/0! | #DIV/0! | 31.2467 | 39.2039 | 38.7611 | 42.4579 | 39.9838 | 40.3061 | 35.6044 | 26.4052 | #DIV/0! | #DIV/0! | #DIV/0! | #DIV/0! | #DIV/0! | #DIV/0! | #DIV/0! | #DIV/0! | #DIV/0! | #DIV/0! | #DIV/0! | #DIV/0! | #DIV/0! | #DIV/0! | #DIV/0! | #DIV/0! | #DIV/0! | #DIV/0!
0 | 0 | 0 | 0 | 400 | 900 | #DIV/0! | #DIV/0! | -0.98585 | -7.1 | 46.486 | #DIV/0! | #DIV/0! | #DIV/0! | #DIV/0! | #DIV/0! | #DIV/0! | #DIV/0! | #DIV/0! | #DIV/0! | #DIV/0! | #DIV/0! | #DIV/0! | #DIV/0! | #DIV/0! | #DIV/0! | #DIV/0! | #DIV/0! | #DIV/0! | #DIV/0! | #DIV/0! | #DIV/0! | #DIV/0! | #DIV/0! | #DIV/0! | #DIV/0! | #DIV/0! | #DIV/0! | #DIV/0! | #DIV/0! | #DIV/0! | #DIV/0! | #DIV/0! | #DIV/0! | #DIV/0! | #DIV/0! | #DIV/0! | #DIV/0! | #DIV/0! | #DIV/0! | #DIV/0! | #DIV/0! | #DIV/0! | #DIV/0! | #DIV/0! | #DIV/0! | #DIV/0! | #DIV/0! | #DIV/0! | #DIV/0! | #DIV/0! | #DIV/0! | #DIV/0! | #DIV/0! | #DIV/0! | #DIV/0! | #DIV/0! | #DIV/0! | #DIV/0! | #DIV/0! | #DIV/0! | #DIV/0! | #DIV/0! | #DIV/0! | #DIV/0! | #DIV/0! | #DIV/0! | #DIV/0! | #DIV/0! | #DIV/0! | #DIV/0! | #DIV/0! | #DIV/0! | #DIV/0! | #DIV/0! | #DIV/0! | #DIV/0! | #DIV/0! | 31.2467 | 39.2039 | 38.7611 | 42.4579 | 39.9838 | 40.3061 | 35.6044 | 26.4052 | #DIV/0! | #DIV/0! | #DIV/0! | #DIV/0! | #DIV/0! | #DIV/0! | #DIV/0! | #DIV/0! | #DIV/0! | #DIV/0! | #DIV/0! | #DIV/0! | #DIV/0! | #DIV/0! | #DIV/0! | #DIV/0! | #DIV/0! | #DIV/0!
0 | 0 | 0 | 0 | 400 | 900 | #DIV/0! | #DIV/0! | -0.98585 | -7.1 | 46.486 | #DIV/0! | #DIV/0! | #DIV/0! | #DIV/0! | #DIV/0! | #DIV/0! | #DIV/0! | #DIV/0! | #DIV/0! | #DIV/0! | #DIV/0! | #DIV/0! | #DIV/0! | #DIV/0! | #DIV/0! | #DIV/0! | #DIV/0! | #DIV/0! | #DIV/0! | #DIV/0! | #DIV/0! | #DIV/0! | #DIV/0! | #DIV/0! | #DIV/0! | #DIV/0! | #DIV/0! | #DIV/0! | #DIV/0! | #DIV/0! | #DIV/0! | #DIV/0! | #DIV/0! | #DIV/0! | #DIV/0! | #DIV/0! | #DIV/0! | #DIV/0! | #DIV/0! | #DIV/0! | #DIV/0! | #DIV/0! | #DIV/0! | #DIV/0! | #DIV/0! | #DIV/0! | #DIV/0! | #DIV/0! | #DIV/0! | #DIV/0! | #DIV/0! | #DIV/0! | #DIV/0! | #DIV/0! | #DIV/0! | #DIV/0! | #DIV/0! | #DIV/0! | #DIV/0! | #DIV/0! | #DIV/0! | #DIV/0! | #DIV/0! | #DIV/0! | #DIV/0! | #DIV/0! | #DIV/0! | #DIV/0! | #DIV/0! | #DIV/0! | #DIV/0! | #DIV/0! | #DIV/0! | #DIV/0! | #DIV/0! | #DIV/0! | #DIV/0! | 31.2467 | 39.2039 | 38.7611 | 42.4579 | 39.9838 | 40.3061 | 35.6044 | 26.4052 | #DIV/0! | #DIV/0! | #DIV/0! | #DIV/0! | #DIV/0! | #DIV/0! | #DIV/0! | #DIV/0! | #DIV/0! | #DIV/0! | #DIV/0! | #DIV/0! | #DIV/0! | #DIV/0! | #DIV/0! | #DIV/0! | #DIV/0! | #DIV/0!
0 | 0 | 0 | 0 | 400 | 900 | #DIV/0! | #DIV/0! | -0.98585 | -7.1 | 46.486 | #DIV/0! | #DIV/0! | #DIV/0! | #DIV/0! | #DIV/0! | #DIV/0! | #DIV/0! | #DIV/0! | #DIV/0! | #DIV/0! | #DIV/0! | #DIV/0! | #DIV/0! | #DIV/0! | #DIV/0! | #DIV/0! | #DIV/0! | #DIV/0! | #DIV/0! | #DIV/0! | #DIV/0! | #DIV/0! | #DIV/0! | #DIV/0! | #DIV/0! | #DIV/0! | #DIV/0! | #DIV/0! | #DIV/0! | #DIV/0! | #DIV/0! | #DIV/0! | #DIV/0! | #DIV/0! | #DIV/0! | #DIV/0! | #DIV/0! | #DIV/0! | #DIV/0! | #DIV/0! | #DIV/0! | #DIV/0! | #DIV/0! | #DIV/0! | #DIV/0! | #DIV/0! | #DIV/0! | #DIV/0! | #DIV/0! | #DIV/0! | #DIV/0! | #DIV/0! | #DIV/0! | #DIV/0! | #DIV/0! | #DIV/0! | #DIV/0! | #DIV/0! | #DIV/0! | #DIV/0! | #DIV/0! | #DIV/0! | #DIV/0! | #DIV/0! | #DIV/0! | #DIV/0! | #DIV/0! | #DIV/0! | #DIV/0! | #DIV/0! | #DIV/0! | #DIV/0! | #DIV/0! | #DIV/0! | #DIV/0! | #DIV/0! | #DIV/0! | 31.2467 | 39.2039 | 38.7611 | 42.4579 | 39.9838 | 40.3061 | 35.6044 | 26.4052 | #DIV/0! | #DIV/0! | #DIV/0! | #DIV/0! | #DIV/0! | #DIV/0! | #DIV/0! | #DIV/0! | #DIV/0! | #DIV/0! | #DIV/0! | #DIV/0! | #DIV/0! | #DIV/0! | #DIV/0! | #DIV/0! | #DIV/0! | #DIV/0!
0 | 0 | 0 | 0 | 400 | 900 | #DIV/0! | #DIV/0! | -0.98585 | -7.1 | 46.486 | #DIV/0! | #DIV/0! | #DIV/0! | #DIV/0! | #DIV/0! | #DIV/0! | #DIV/0! | #DIV/0! | #DIV/0! | #DIV/0! | #DIV/0! | #DIV/0! | #DIV/0! | #DIV/0! | #DIV/0! | #DIV/0! | #DIV/0! | #DIV/0! | #DIV/0! | #DIV/0! | #DIV/0! | #DIV/0! | #DIV/0! | #DIV/0! | #DIV/0! | #DIV/0! | #DIV/0! | #DIV/0! | #DIV/0! | #DIV/0! | #DIV/0! | #DIV/0! | #DIV/0! | #DIV/0! | #DIV/0! | #DIV/0! | #DIV/0! | #DIV/0! | #DIV/0! | #DIV/0! | #DIV/0! | #DIV/0! | #DIV/0! | #DIV/0! | #DIV/0! | #DIV/0! | #DIV/0! | #DIV/0! | #DIV/0! | #DIV/0! | #DIV/0! | #DIV/0! | #DIV/0! | #DIV/0! | #DIV/0! | #DIV/0! | #DIV/0! | #DIV/0! | #DIV/0! | #DIV/0! | #DIV/0! | #DIV/0! | #DIV/0! | #DIV/0! | #DIV/0! | #DIV/0! | #DIV/0! | #DIV/0! | #DIV/0! | #DIV/0! | #DIV/0! | #DIV/0! | #DIV/0! | #DIV/0! | #DIV/0! | #DIV/0! | #DIV/0! | 31.2467 | 39.2039 | 38.7611 | 42.4579 | 39.9838 | 40.3061 | 35.6044 | 26.4052 | #DIV/0! | #DIV/0! | #DIV/0! | #DIV/0! | #DIV/0! | #DIV/0! | #DIV/0! | #DIV/0! | #DIV/0! | #DIV/0! | #DIV/0! | #DIV/0! | #DIV/0! | #DIV/0! | #DIV/0! | #DIV/0! | #DIV/0! | #DIV/0!
0 | 0 | 0 | 0 | 400 | 900 | #DIV/0! | #DIV/0! | -0.98585 | -7.1 | 46.486 | #DIV/0! | #DIV/0! | #DIV/0! | #DIV/0! | #DIV/0! | #DIV/0! | #DIV/0! | #DIV/0! | #DIV/0! | #DIV/0! | #DIV/0! | #DIV/0! | #DIV/0! | #DIV/0! | #DIV/0! | #DIV/0! | #DIV/0! | #DIV/0! | #DIV/0! | #DIV/0! | #DIV/0! | #DIV/0! | #DIV/0! | #DIV/0! | #DIV/0! | #DIV/0! | #DIV/0! | #DIV/0! | #DIV/0! | #DIV/0! | #DIV/0! | #DIV/0! | #DIV/0! | #DIV/0! | #DIV/0! | #DIV/0! | #DIV/0! | #DIV/0! | #DIV/0! | #DIV/0! | #DIV/0! | #DIV/0! | #DIV/0! | #DIV/0! | #DIV/0! | #DIV/0! | #DIV/0! | #DIV/0! | #DIV/0! | #DIV/0! | #DIV/0! | #DIV/0! | #DIV/0! | #DIV/0! | #DIV/0! | #DIV/0! | #DIV/0! | #DIV/0! | #DIV/0! | #DIV/0! | #DIV/0! | #DIV/0! | #DIV/0! | #DIV/0! | #DIV/0! | #DIV/0! | #DIV/0! | #DIV/0! | #DIV/0! | #DIV/0! | #DIV/0! | #DIV/0! | #DIV/0! | #DIV/0! | #DIV/0! | #DIV/0! | #DIV/0! | 31.2467 | 39.2039 | 38.7611 | 42.4579 | 39.9838 | 40.3061 | 35.6044 | 26.4052 | #DIV/0! | #DIV/0! | #DIV/0! | #DIV/0! | #DIV/0! | #DIV/0! | #DIV/0! | #DIV/0! | #DIV/0! | #DIV/0! | #DIV/0! | #DIV/0! | #DIV/0! | #DIV/0! | #DIV/0! | #DIV/0! | #DIV/0! | #DIV/0!
0 | 0 | 0 | 0 | 400 | 900 | #DIV/0! | #DIV/0! | -0.98585 | -7.1 | 46.486 | #DIV/0! | #DIV/0! | #DIV/0! | #DIV/0! | #DIV/0! | #DIV/0! | #DIV/0! | #DIV/0! | #DIV/0! | #DIV/0! | #DIV/0! | #DIV/0! | #DIV/0! | #DIV/0! | #DIV/0! | #DIV/0! | #DIV/0! | #DIV/0! | #DIV/0! | #DIV/0! | #DIV/0! | #DIV/0! | #DIV/0! | #DIV/0! | #DIV/0! | #DIV/0! | #DIV/0! | #DIV/0! | #DIV/0! | #DIV/0! | #DIV/0! | #DIV/0! | #DIV/0! | #DIV/0! | #DIV/0! | #DIV/0! | #DIV/0! | #DIV/0! | #DIV/0! | #DIV/0! | #DIV/0! | #DIV/0! | #DIV/0! | #DIV/0! | #DIV/0! | #DIV/0! | #DIV/0! | #DIV/0! | #DIV/0! | #DIV/0! | #DIV/0! | #DIV/0! | #DIV/0! | #DIV/0! | #DIV/0! | #DIV/0! | #DIV/0! | #DIV/0! | #DIV/0! | #DIV/0! | #DIV/0! | #DIV/0! | #DIV/0! | #DIV/0! | #DIV/0! | #DIV/0! | #DIV/0! | #DIV/0! | #DIV/0! | #DIV/0! | #DIV/0! | #DIV/0! | #DIV/0! | #DIV/0! | #DIV/0! | #DIV/0! | #DIV/0! | 31.2467 | 39.2039 | 38.7611 | 42.4579 | 39.9838 | 40.3061 | 35.6044 | 26.4052 | #DIV/0! | #DIV/0! | #DIV/0! | #DIV/0! | #DIV/0! | #DIV/0! | #DIV/0! | #DIV/0! | #DIV/0! | #DIV/0! | #DIV/0! | #DIV/0! | #DIV/0! | #DIV/0! | #DIV/0! | #DIV/0! | #DIV/0! | #DIV/0!
0 | 0 | 0 | 0 | 400 | 900 | #DIV/0! | #DIV/0! | -0.98585 | -7.1 | 46.486 | #DIV/0! | #DIV/0! | #DIV/0! | #DIV/0! | #DIV/0! | #DIV/0! | #DIV/0! | #DIV/0! | #DIV/0! | #DIV/0! | #DIV/0! | #DIV/0! | #DIV/0! | #DIV/0! | #DIV/0! | #DIV/0! | #DIV/0! | #DIV/0! | #DIV/0! | #DIV/0! | #DIV/0! | #DIV/0! | #DIV/0! | #DIV/0! | #DIV/0! | #DIV/0! | #DIV/0! | #DIV/0! | #DIV/0! | #DIV/0! | #DIV/0! | #DIV/0! | #DIV/0! | #DIV/0! | #DIV/0! | #DIV/0! | #DIV/0! | #DIV/0! | #DIV/0! | #DIV/0! | #DIV/0! | #DIV/0! | #DIV/0! | #DIV/0! | #DIV/0! | #DIV/0! | #DIV/0! | #DIV/0! | #DIV/0! | #DIV/0! | #DIV/0! | #DIV/0! | #DIV/0! | #DIV/0! | #DIV/0! | #DIV/0! | #DIV/0! | #DIV/0! | #DIV/0! | #DIV/0! | #DIV/0! | #DIV/0! | #DIV/0! | #DIV/0! | #DIV/0! | #DIV/0! | #DIV/0! | #DIV/0! | #DIV/0! | #DIV/0! | #DIV/0! | #DIV/0! | #DIV/0! | #DIV/0! | #DIV/0! | #DIV/0! | #DIV/0! | 31.2467 | 39.2039 | 38.7611 | 42.4579 | 39.9838 | 40.3061 | 35.6044 | 26.4052 | #DIV/0! | #DIV/0! | #DIV/0! | #DIV/0! | #DIV/0! | #DIV/0! | #DIV/0! | #DIV/0! | #DIV/0! | #DIV/0! | #DIV/0! | #DIV/0! | #DIV/0! | #DIV/0! | #DIV/0! | #DIV/0! | #DIV/0! | #DIV/0!
0 | 0 | 0 | 0 | 400 | 900 | #DIV/0! | #DIV/0! | -0.98585 | -7.1 | 46.486 | #DIV/0! | #DIV/0! | #DIV/0! | #DIV/0! | #DIV/0! | #DIV/0! | #DIV/0! | #DIV/0! | #DIV/0! | #DIV/0! | #DIV/0! | #DIV/0! | #DIV/0! | #DIV/0! | #DIV/0! | #DIV/0! | #DIV/0! | #DIV/0! | #DIV/0! | #DIV/0! | #DIV/0! | #DIV/0! | #DIV/0! | #DIV/0! | #DIV/0! | #DIV/0! | #DIV/0! | #DIV/0! | #DIV/0! | #DIV/0! | #DIV/0! | #DIV/0! | #DIV/0! | #DIV/0! | #DIV/0! | #DIV/0! | #DIV/0! | #DIV/0! | #DIV/0! | #DIV/0! | #DIV/0! | #DIV/0! | #DIV/0! | #DIV/0! | #DIV/0! | #DIV/0! | #DIV/0! | #DIV/0! | #DIV/0! | #DIV/0! | #DIV/0! | #DIV/0! | #DIV/0! | #DIV/0! | #DIV/0! | #DIV/0! | #DIV/0! | #DIV/0! | #DIV/0! | #DIV/0! | #DIV/0! | #DIV/0! | #DIV/0! | #DIV/0! | #DIV/0! | #DIV/0! | #DIV/0! | #DIV/0! | #DIV/0! | #DIV/0! | #DIV/0! | #DIV/0! | #DIV/0! | #DIV/0! | #DIV/0! | #DIV/0! | #DIV/0! | 31.2467 | 39.2039 | 38.7611 | 42.4579 | 39.9838 | 40.3061 | 35.6044 | 26.4052 | #DIV/0! | #DIV/0! | #DIV/0! | #DIV/0! | #DIV/0! | #DIV/0! | #DIV/0! | #DIV/0! | #DIV/0! | #DIV/0! | #DIV/0! | #DIV/0! | #DIV/0! | #DIV/0! | #DIV/0! | #DIV/0! | #DIV/0! | #DIV/0!
0 | 0 | 0 | 0 | 400 | 900 | #DIV/0! | #DIV/0! | -0.98585 | -7.1 | 46.486 | #DIV/0! | #DIV/0! | #DIV/0! | #DIV/0! | #DIV/0! | #DIV/0! | #DIV/0! | #DIV/0! | #DIV/0! | #DIV/0! | #DIV/0! | #DIV/0! | #DIV/0! | #DIV/0! | #DIV/0! | #DIV/0! | #DIV/0! | #DIV/0! | #DIV/0! | #DIV/0! | #DIV/0! | #DIV/0! | #DIV/0! | #DIV/0! | #DIV/0! | #DIV/0! | #DIV/0! | #DIV/0! | #DIV/0! | #DIV/0! | #DIV/0! | #DIV/0! | #DIV/0! | #DIV/0! | #DIV/0! | #DIV/0! | #DIV/0! | #DIV/0! | #DIV/0! | #DIV/0! | #DIV/0! | #DIV/0! | #DIV/0! | #DIV/0! | #DIV/0! | #DIV/0! | #DIV/0! | #DIV/0! | #DIV/0! | #DIV/0! | #DIV/0! | #DIV/0! | #DIV/0! | #DIV/0! | #DIV/0! | #DIV/0! | #DIV/0! | #DIV/0! | #DIV/0! | #DIV/0! | #DIV/0! | #DIV/0! | #DIV/0! | #DIV/0! | #DIV/0! | #DIV/0! | #DIV/0! | #DIV/0! | #DIV/0! | #DIV/0! | #DIV/0! | #DIV/0! | #DIV/0! | #DIV/0! | #DIV/0! | #DIV/0! | #DIV/0! | 31.2467 | 39.2039 | 38.7611 | 42.4579 | 39.9838 | 40.3061 | 35.6044 | 26.4052 | #DIV/0! | #DIV/0! | #DIV/0! | #DIV/0! | #DIV/0! | #DIV/0! | #DIV/0! | #DIV/0! | #DIV/0! | #DIV/0! | #DIV/0! | #DIV/0! | #DIV/0! | #DIV/0! | #DIV/0! | #DIV/0! | #DIV/0! | #DIV/0!
0 | 0 | 0 | 0 | 400 | 900 | #DIV/0! | #DIV/0! | -0.98585 | -7.1 | 46.486 | #DIV/0! | #DIV/0! | #DIV/0! | #DIV/0! | #DIV/0! | #DIV/0! | #DIV/0! | #DIV/0! | #DIV/0! | #DIV/0! | #DIV/0! | #DIV/0! | #DIV/0! | #DIV/0! | #DIV/0! | #DIV/0! | #DIV/0! | #DIV/0! | #DIV/0! | #DIV/0! | #DIV/0! | #DIV/0! | #DIV/0! | #DIV/0! | #DIV/0! | #DIV/0! | #DIV/0! | #DIV/0! | #DIV/0! | #DIV/0! | #DIV/0! | #DIV/0! | #DIV/0! | #DIV/0! | #DIV/0! | #DIV/0! | #DIV/0! | #DIV/0! | #DIV/0! | #DIV/0! | #DIV/0! | #DIV/0! | #DIV/0! | #DIV/0! | #DIV/0! | #DIV/0! | #DIV/0! | #DIV/0! | #DIV/0! | #DIV/0! | #DIV/0! | #DIV/0! | #DIV/0! | #DIV/0! | #DIV/0! | #DIV/0! | #DIV/0! | #DIV/0! | #DIV/0! | #DIV/0! | #DIV/0! | #DIV/0! | #DIV/0! | #DIV/0! | #DIV/0! | #DIV/0! | #DIV/0! | #DIV/0! | #DIV/0! | #DIV/0! | #DIV/0! | #DIV/0! | #DIV/0! | #DIV/0! | #DIV/0! | #DIV/0! | #DIV/0! | 31.2467 | 39.2039 | 38.7611 | 42.4579 | 39.9838 | 40.3061 | 35.6044 | 26.4052 | #DIV/0! | #DIV/0! | #DIV/0! | #DIV/0! | #DIV/0! | #DIV/0! | #DIV/0! | #DIV/0! | #DIV/0! | #DIV/0! | #DIV/0! | #DIV/0! | #DIV/0! | #DIV/0! | #DIV/0! | #DIV/0! | #DIV/0! | #DIV/0!
0 | 0 | 0 | 0 | 400 | 900 | #DIV/0! | #DIV/0! | -0.98585 | -7.1 | 46.486 | #DIV/0! | #DIV/0! | #DIV/0! | #DIV/0! | #DIV/0! | #DIV/0! | #DIV/0! | #DIV/0! | #DIV/0! | #DIV/0! | #DIV/0! | #DIV/0! | #DIV/0! | #DIV/0! | #DIV/0! | #DIV/0! | #DIV/0! | #DIV/0! | #DIV/0! | #DIV/0! | #DIV/0! | #DIV/0! | #DIV/0! | #DIV/0! | #DIV/0! | #DIV/0! | #DIV/0! | #DIV/0! | #DIV/0! | #DIV/0! | #DIV/0! | #DIV/0! | #DIV/0! | #DIV/0! | #DIV/0! | #DIV/0! | #DIV/0! | #DIV/0! | #DIV/0! | #DIV/0! | #DIV/0! | #DIV/0! | #DIV/0! | #DIV/0! | #DIV/0! | #DIV/0! | #DIV/0! | #DIV/0! | #DIV/0! | #DIV/0! | #DIV/0! | #DIV/0! | #DIV/0! | #DIV/0! | #DIV/0! | #DIV/0! | #DIV/0! | #DIV/0! | #DIV/0! | #DIV/0! | #DIV/0! | #DIV/0! | #DIV/0! | #DIV/0! | #DIV/0! | #DIV/0! | #DIV/0! | #DIV/0! | #DIV/0! | #DIV/0! | #DIV/0! | #DIV/0! | #DIV/0! | #DIV/0! | #DIV/0! | #DIV/0! | #DIV/0! | 31.2467 | 39.2039 | 38.7611 | 42.4579 | 39.9838 | 40.3061 | 35.6044 | 26.4052 | #DIV/0! | #DIV/0! | #DIV/0! | #DIV/0! | #DIV/0! | #DIV/0! | #DIV/0! | #DIV/0! | #DIV/0! | #DIV/0! | #DIV/0! | #DIV/0! | #DIV/0! | #DIV/0! | #DIV/0! | #DIV/0! | #DIV/0! | #DIV/0!
0 | 0 | 0 | 0 | 400 | 900 | #DIV/0! | #DIV/0! | -0.98585 | -7.1 | 46.486 | #DIV/0! | #DIV/0! | #DIV/0! | #DIV/0! | #DIV/0! | #DIV/0! | #DIV/0! | #DIV/0! | #DIV/0! | #DIV/0! | #DIV/0! | #DIV/0! | #DIV/0! | #DIV/0! | #DIV/0! | #DIV/0! | #DIV/0! | #DIV/0! | #DIV/0! | #DIV/0! | #DIV/0! | #DIV/0! | #DIV/0! | #DIV/0! | #DIV/0! | #DIV/0! | #DIV/0! | #DIV/0! | #DIV/0! | #DIV/0! | #DIV/0! | #DIV/0! | #DIV/0! | #DIV/0! | #DIV/0! | #DIV/0! | #DIV/0! | #DIV/0! | #DIV/0! | #DIV/0! | #DIV/0! | #DIV/0! | #DIV/0! | #DIV/0! | #DIV/0! | #DIV/0! | #DIV/0! | #DIV/0! | #DIV/0! | #DIV/0! | #DIV/0! | #DIV/0! | #DIV/0! | #DIV/0! | #DIV/0! | #DIV/0! | #DIV/0! | #DIV/0! | #DIV/0! | #DIV/0! | #DIV/0! | #DIV/0! | #DIV/0! | #DIV/0! | #DIV/0! | #DIV/0! | #DIV/0! | #DIV/0! | #DIV/0! | #DIV/0! | #DIV/0! | #DIV/0! | #DIV/0! | #DIV/0! | #DIV/0! | #DIV/0! | #DIV/0! | 31.2467 | 39.2039 | 38.7611 | 42.4579 | 39.9838 | 40.3061 | 35.6044 | 26.4052 | #DIV/0! | #DIV/0! | #DIV/0! | #DIV/0! | #DIV/0! | #DIV/0! | #DIV/0! | #DIV/0! | #DIV/0! | #DIV/0! | #DIV/0! | #DIV/0! | #DIV/0! | #DIV/0! | #DIV/0! | #DIV/0! | #DIV/0! | #DIV/0!
0 | 0 | 0 | 0 | 400 | 900 | #DIV/0! | #DIV/0! | -0.98585 | -7.1 | 46.486 | #DIV/0! | #DIV/0! | #DIV/0! | #DIV/0! | #DIV/0! | #DIV/0! | #DIV/0! | #DIV/0! | #DIV/0! | #DIV/0! | #DIV/0! | #DIV/0! | #DIV/0! | #DIV/0! | #DIV/0! | #DIV/0! | #DIV/0! | #DIV/0! | #DIV/0! | #DIV/0! | #DIV/0! | #DIV/0! | #DIV/0! | #DIV/0! | #DIV/0! | #DIV/0! | #DIV/0! | #DIV/0! | #DIV/0! | #DIV/0! | #DIV/0! | #DIV/0! | #DIV/0! | #DIV/0! | #DIV/0! | #DIV/0! | #DIV/0! | #DIV/0! | #DIV/0! | #DIV/0! | #DIV/0! | #DIV/0! | #DIV/0! | #DIV/0! | #DIV/0! | #DIV/0! | #DIV/0! | #DIV/0! | #DIV/0! | #DIV/0! | #DIV/0! | #DIV/0! | #DIV/0! | #DIV/0! | #DIV/0! | #DIV/0! | #DIV/0! | #DIV/0! | #DIV/0! | #DIV/0! | #DIV/0! | #DIV/0! | #DIV/0! | #DIV/0! | #DIV/0! | #DIV/0! | #DIV/0! | #DIV/0! | #DIV/0! | #DIV/0! | #DIV/0! | #DIV/0! | #DIV/0! | #DIV/0! | #DIV/0! | #DIV/0! | #DIV/0! | 31.2467 | 39.2039 | 38.7611 | 42.4579 | 39.9838 | 40.3061 | 35.6044 | 26.4052 | #DIV/0! | #DIV/0! | #DIV/0! | #DIV/0! | #DIV/0! | #DIV/0! | #DIV/0! | #DIV/0! | #DIV/0! | #DIV/0! | #DIV/0! | #DIV/0! | #DIV/0! | #DIV/0! | #DIV/0! | #DIV/0! | #DIV/0! | #DIV/0!
0 | 0 | 0 | 0 | 400 | 900 | #DIV/0! | #DIV/0! | -0.98585 | -7.1 | 46.486 | #DIV/0! | #DIV/0! | #DIV/0! | #DIV/0! | #DIV/0! | #DIV/0! | #DIV/0! | #DIV/0! | #DIV/0! | #DIV/0! | #DIV/0! | #DIV/0! | #DIV/0! | #DIV/0! | #DIV/0! | #DIV/0! | #DIV/0! | #DIV/0! | #DIV/0! | #DIV/0! | #DIV/0! | #DIV/0! | #DIV/0! | #DIV/0! | #DIV/0! | #DIV/0! | #DIV/0! | #DIV/0! | #DIV/0! | #DIV/0! | #DIV/0! | #DIV/0! | #DIV/0! | #DIV/0! | #DIV/0! | #DIV/0! | #DIV/0! | #DIV/0! | #DIV/0! | #DIV/0! | #DIV/0! | #DIV/0! | #DIV/0! | #DIV/0! | #DIV/0! | #DIV/0! | #DIV/0! | #DIV/0! | #DIV/0! | #DIV/0! | #DIV/0! | #DIV/0! | #DIV/0! | #DIV/0! | #DIV/0! | #DIV/0! | #DIV/0! | #DIV/0! | #DIV/0! | #DIV/0! | #DIV/0! | #DIV/0! | #DIV/0! | #DIV/0! | #DIV/0! | #DIV/0! | #DIV/0! | #DIV/0! | #DIV/0! | #DIV/0! | #DIV/0! | #DIV/0! | #DIV/0! | #DIV/0! | #DIV/0! | #DIV/0! | #DIV/0! | 31.2467 | 39.2039 | 38.7611 | 42.4579 | 39.9838 | 40.3061 | 35.6044 | 26.4052 | #DIV/0! | #DIV/0! | #DIV/0! | #DIV/0! | #DIV/0! | #DIV/0! | #DIV/0! | #DIV/0! | #DIV/0! | #DIV/0! | #DIV/0! | #DIV/0! | #DIV/0! | #DIV/0! | #DIV/0! | #DIV/0! | #DIV/0! | #DIV/0!
0 | 0 | 0 | 0 | 400 | 900 | #DIV/0! | #DIV/0! | -0.98585 | -7.1 | 46.486 | #DIV/0! | #DIV/0! | #DIV/0! | #DIV/0! | #DIV/0! | #DIV/0! | #DIV/0! | #DIV/0! | #DIV/0! | #DIV/0! | #DIV/0! | #DIV/0! | #DIV/0! | #DIV/0! | #DIV/0! | #DIV/0! | #DIV/0! | #DIV/0! | #DIV/0! | #DIV/0! | #DIV/0! | #DIV/0! | #DIV/0! | #DIV/0! | #DIV/0! | #DIV/0! | #DIV/0! | #DIV/0! | #DIV/0! | #DIV/0! | #DIV/0! | #DIV/0! | #DIV/0! | #DIV/0! | #DIV/0! | #DIV/0! | #DIV/0! | #DIV/0! | #DIV/0! | #DIV/0! | #DIV/0! | #DIV/0! | #DIV/0! | #DIV/0! | #DIV/0! | #DIV/0! | #DIV/0! | #DIV/0! | #DIV/0! | #DIV/0! | #DIV/0! | #DIV/0! | #DIV/0! | #DIV/0! | #DIV/0! | #DIV/0! | #DIV/0! | #DIV/0! | #DIV/0! | #DIV/0! | #DIV/0! | #DIV/0! | #DIV/0! | #DIV/0! | #DIV/0! | #DIV/0! | #DIV/0! | #DIV/0! | #DIV/0! | #DIV/0! | #DIV/0! | #DIV/0! | #DIV/0! | #DIV/0! | #DIV/0! | #DIV/0! | #DIV/0! | 31.2467 | 39.2039 | 38.7611 | 42.4579 | 39.9838 | 40.3061 | 35.6044 | 26.4052 | #DIV/0! | #DIV/0! | #DIV/0! | #DIV/0! | #DIV/0! | #DIV/0! | #DIV/0! | #DIV/0! | #DIV/0! | #DIV/0! | #DIV/0! | #DIV/0! | #DIV/0! | #DIV/0! | #DIV/0! | #DIV/0! | #DIV/0! | #DIV/0!
(1) sound attenuator of length 900 mm for £∅200 mm; 1200 mm for >∅200 mm | #VALUE! | 0 | 0 | 400 | 900 | #VALUE! | #VALUE! | -0.98585 | -7.1 | 46.486 | #VALUE! | #VALUE! | #VALUE! | #VALUE! | #VALUE! | #VALUE! | #VALUE! | #VALUE! | #VALUE! | #VALUE! | #VALUE! | #VALUE! | #VALUE! | #VALUE! | #VALUE! | #VALUE! | #VALUE! | #VALUE! | #VALUE! | #VALUE! | #VALUE! | #VALUE! | #VALUE! | #VALUE! | #VALUE! | #VALUE! | #VALUE! | #VALUE! | #VALUE! | #VALUE! | #VALUE! | #VALUE! | #VALUE! | #VALUE! | #VALUE! | #VALUE! | #VALUE! | #VALUE! | #VALUE! | #VALUE! | #VALUE! | #VALUE! | #VALUE! | #VALUE! | #VALUE! | #VALUE! | #VALUE! | #VALUE! | #VALUE! | #VALUE! | #VALUE! | #VALUE! | #VALUE! | #VALUE! | #VALUE! | #VALUE! | #VALUE! | #VALUE! | #VALUE! | #VALUE! | #VALUE! | #VALUE! | #VALUE! | #VALUE! | #VALUE! | #VALUE! | #VALUE! | #VALUE! | #VALUE! | #VALUE! | #VALUE! | #VALUE! | #VALUE! | #VALUE! | #VALUE! | #VALUE! | #VALUE! | 31.2467 | 39.2039 | 38.7611 | 42.4579 | 39.9838 | 40.3061 | 35.6044 | 26.4052 | #VALUE! | #VALUE! | #VALUE! | #VALUE! | #VALUE! | #VALUE! | #VALUE! | #VALUE! | #VALUE! | #VALUE! | #VALUE! | #VALUE! | #VALUE! | #VALUE! | #VALUE! | #VALUE! | #VALUE! | #VALUE!
(2) pressure loss with open blades | #VALUE! | 0 | 0 | 400 | 900 | #VALUE! | #VALUE! | -0.98585 | -7.1 | 46.486 | #VALUE! | #VALUE! | #VALUE! | #VALUE! | #VALUE! | #VALUE! | #VALUE! | #VALUE! | #VALUE! | #VALUE! | #VALUE! | #VALUE! | #VALUE! | #VALUE! | #VALUE! | #VALUE! | #VALUE! | #VALUE! | #VALUE! | #VALUE! | #VALUE! | #VALUE! | #VALUE! | #VALUE! | #VALUE! | #VALUE! | #VALUE! | #VALUE! | #VALUE! | #VALUE! | #VALUE! | #VALUE! | #VALUE! | #VALUE! | #VALUE! | #VALUE! | #VALUE! | #VALUE! | #VALUE! | #VALUE! | #VALUE! | #VALUE! | #VALUE! | #VALUE! | #VALUE! | #VALUE! | #VALUE! | #VALUE! | #VALUE! | #VALUE! | #VALUE! | #VALUE! | #VALUE! | #VALUE! | #VALUE! | #VALUE! | #VALUE! | #VALUE! | #VALUE! | #VALUE! | #VALUE! | #VALUE! | #VALUE! | #VALUE! | #VALUE! | #VALUE! | #VALUE! | #VALUE! | #VALUE! | #VALUE! | #VALUE! | #VALUE! | #VALUE! | #VALUE! | #VALUE! | #VALUE! | #VALUE! | 31.2467 | 39.2039 | 38.7611 | 42.4579 | 39.9838 | 40.3061 | 35.6044 | 26.4052 | #VALUE! | #VALUE! | #VALUE! | #VALUE! | #VALUE! | #VALUE! | #VALUE! | #VALUE! | #VALUE! | #VALUE! | #VALUE! | #VALUE! | #VALUE! | #VALUE! | #VALUE! | #VALUE! | #VALUE! | #VALUE!
(3) VAV with downstream 3 m unlined duct + 90° bend | #VALUE! | 0 | 0 | 400 | 900 | #VALUE! | #VALUE! | -0.98585 | -7.1 | 46.486 | #VALUE! | #VALUE! | #VALUE! | #VALUE! | #VALUE! | #VALUE! | #VALUE! | #VALUE! | #VALUE! | #VALUE! | #VALUE! | #VALUE! | #VALUE! | #VALUE! | #VALUE! | #VALUE! | #VALUE! | #VALUE! | #VALUE! | #VALUE! | #VALUE! | #VALUE! | #VALUE! | #VALUE! | #VALUE! | #VALUE! | #VALUE! | #VALUE! | #VALUE! | #VALUE! | #VALUE! | #VALUE! | #VALUE! | #VALUE! | #VALUE! | #VALUE! | #VALUE! | #VALUE! | #VALUE! | #VALUE! | #VALUE! | #VALUE! | #VALUE! | #VALUE! | #VALUE! | #VALUE! | #VALUE! | #VALUE! | #VALUE! | #VALUE! | #VALUE! | #VALUE! | #VALUE! | #VALUE! | #VALUE! | #VALUE! | #VALUE! | #VALUE! | #VALUE! | #VALUE! | #VALUE! | #VALUE! | #VALUE! | #VALUE! | #VALUE! | #VALUE! | #VALUE! | #VALUE! | #VALUE! | #VALUE! | #VALUE! | #VALUE! | #VALUE! | #VALUE! | #VALUE! | #VALUE! | #VALUE! | 31.2467 | 39.2039 | 38.7611 | 42.4579 | 39.9838 | 40.3061 | 35.6044 | 26.4052 | #VALUE! | #VALUE! | #VALUE! | #VALUE! | #VALUE! | #VALUE! | #VALUE! | #VALUE! | #VALUE! | #VALUE! | #VALUE! | #VALUE! | #VALUE! | #VALUE! | #VALUE! | #VALUE! | #VALUE! | #VALUE!
#REF! | #REF! | 0 | 0 | 400 | 900 | #REF! | #REF! | -0.98585 | -7.1 | 46.486 | #REF! | #REF! | #REF! | #REF! | #REF! | #REF! | #REF! | #REF! | #REF! | #REF! | #REF! | #REF! | #REF! | #REF! | #REF! | #REF! | #REF! | #REF! | #REF! | #REF! | #REF! | #REF! | #REF! | #REF! | #REF! | #REF! | #REF! | #REF! | #REF! | #REF! | #REF! | #REF! | #REF! | #REF! | #REF! | #REF! | #REF! | #REF! | #REF! | #REF! | #REF! | #REF! | #REF! | #REF! | #REF! | #REF! | #REF! | #REF! | #REF! | #REF! | #REF! | #REF! | #REF! | #REF! | #REF! | #REF! | #REF! | #REF! | #REF! | #REF! | #REF! | #REF! | #REF! | #REF! | #REF! | #REF! | #REF! | #REF! | #REF! | #REF! | #REF! | #REF! | #REF! | #REF! | #REF! | #REF! | #REF! | 31.2467 | 39.2039 | 38.7611 | 42.4579 | 39.9838 | 40.3061 | 35.6044 | 26.4052 | #REF! | #REF! | #REF! | #REF! | #REF! | #REF! | #REF! | #REF! | #REF! | #REF! | #REF! | #REF! | #REF! | #REF! | #REF! | #REF! | #REF! | #REF!
0 | #REF! | 0 | 0 | 400 | 900 | #REF! | #REF! | -0.98585 | -7.1 | 46.486 | #REF! | #REF! | #REF! | #REF! | #REF! | #REF! | #REF! | #REF! | #REF! | #REF! | #REF! | #REF! | #REF! | #REF! | #REF! | #REF! | #REF! | #REF! | #REF! | #REF! | #REF! | #REF! | #REF! | #REF! | #REF! | #REF! | #REF! | #REF! | #REF! | #REF! | #REF! | #REF! | #REF! | #REF! | #REF! | #REF! | #REF! | #REF! | #REF! | #REF! | #REF! | #REF! | #REF! | #REF! | #REF! | #REF! | #REF! | #REF! | #REF! | #REF! | #REF! | #REF! | #REF! | #REF! | #REF! | #REF! | #REF! | #REF! | #REF! | #REF! | #REF! | #REF! | #REF! | #REF! | #REF! | #REF! | #REF! | #REF! | #REF! | #REF! | #REF! | #REF! | #REF! | #REF! | #REF! | #REF! | #REF! | 31.2467 | 39.2039 | 38.7611 | 42.4579 | 39.9838 | 40.3061 | 35.6044 | 26.4052 | #REF! | #REF! | #REF! | #REF! | #REF! | #REF! | #REF! | #REF! | #REF! | #REF! | #REF! | #REF! | #REF! | #REF! | #REF! | #REF! | #REF! | #REF!
0 | 0 | 0 | 0 | 400 | 900 | #DIV/0! | #DIV/0! | -0.98585 | -7.1 | 46.486 | #DIV/0! | #DIV/0! | #DIV/0! | #DIV/0! | #DIV/0! | #DIV/0! | #DIV/0! | #DIV/0! | #DIV/0! | #DIV/0! | #DIV/0! | #DIV/0! | #DIV/0! | #DIV/0! | #DIV/0! | #DIV/0! | #DIV/0! | #DIV/0! | #DIV/0! | #DIV/0! | #DIV/0! | #DIV/0! | #DIV/0! | #DIV/0! | #DIV/0! | #DIV/0! | #DIV/0! | #DIV/0! | #DIV/0! | #DIV/0! | #DIV/0! | #DIV/0! | #DIV/0! | #DIV/0! | #DIV/0! | #DIV/0! | #DIV/0! | #DIV/0! | #DIV/0! | #DIV/0! | #DIV/0! | #DIV/0! | #DIV/0! | #DIV/0! | #DIV/0! | #DIV/0! | #DIV/0! | #DIV/0! | #DIV/0! | #DIV/0! | #DIV/0! | #DIV/0! | #DIV/0! | #DIV/0! | #DIV/0! | #DIV/0! | #DIV/0! | #DIV/0! | #DIV/0! | #DIV/0! | #DIV/0! | #DIV/0! | #DIV/0! | #DIV/0! | #DIV/0! | #DIV/0! | #DIV/0! | #DIV/0! | #DIV/0! | #DIV/0! | #DIV/0! | #DIV/0! | #DIV/0! | #DIV/0! | #DIV/0! | #DIV/0! | #DIV/0! | 31.2467 | 39.2039 | 38.7611 | 42.4579 | 39.9838 | 40.3061 | 35.6044 | 26.4052 | #DIV/0! | #DIV/0! | #DIV/0! | #DIV/0! | #DIV/0! | #DIV/0! | #DIV/0! | #DIV/0! | #DIV/0! | #DIV/0! | #DIV/0! | #DIV/0! | #DIV/0! | #DIV/0! | #DIV/0! | #DIV/0! | #DIV/0! | #DIV/0!
#REF! | #REF! | #REF! | 0 | 400 | 900 | #REF! | #REF! | -0.98585 | -7.1 | 46.486 | #REF! | #REF! | #REF! | #REF! | #REF! | #REF! | #REF! | #REF! | #REF! | #REF! | #REF! | #REF! | #REF! | #REF! | #REF! | #REF! | #REF! | #REF! | #REF! | #REF! | #REF! | #REF! | #REF! | #REF! | #REF! | #REF! | #REF! | #REF! | #REF! | #REF! | #REF! | #REF! | #REF! | #REF! | #REF! | #REF! | #REF! | #REF! | #REF! | #REF! | #REF! | #REF! | #REF! | #REF! | #REF! | #REF! | #REF! | #REF! | #REF! | #REF! | #REF! | #REF! | #REF! | #REF! | #REF! | #REF! | #REF! | #REF! | #REF! | #REF! | #REF! | #REF! | #REF! | #REF! | #REF! | #REF! | #REF! | #REF! | #REF! | #REF! | #REF! | #REF! | #REF! | #REF! | #REF! | #REF! | #REF! | 31.2467 | 39.2039 | 38.7611 | 42.4579 | 39.9838 | 40.3061 | 35.6044 | 26.4052 | #REF! | #REF! | #REF! | #REF! | #REF! | #REF! | #REF! | #REF! | #REF! | #REF! | #REF! | #REF! | #REF! | #REF! | #REF! | #REF! | #REF! | #REF!
0 | #REF! | 0 | 0 | 400 | 900 | #REF! | #REF! | -0.98585 | -7.1 | 46.486 | #REF! | #REF! | #REF! | #REF! | #REF! | #REF! | #REF! | #REF! | #REF! | #REF! | #REF! | #REF! | #REF! | #REF! | #REF! | #REF! | #REF! | #REF! | #REF! | #REF! | #REF! | #REF! | #REF! | #REF! | #REF! | #REF! | #REF! | #REF! | #REF! | #REF! | #REF! | #REF! | #REF! | #REF! | #REF! | #REF! | #REF! | #REF! | #REF! | #REF! | #REF! | #REF! | #REF! | #REF! | #REF! | #REF! | #REF! | #REF! | #REF! | #REF! | #REF! | #REF! | #REF! | #REF! | #REF! | #REF! | #REF! | #REF! | #REF! | #REF! | #REF! | #REF! | #REF! | #REF! | #REF! | #REF! | #REF! | #REF! | #REF! | #REF! | #REF! | #REF! | #REF! | #REF! | #REF! | #REF! | #REF! | 31.2467 | 39.2039 | 38.7611 | 42.4579 | 39.9838 | 40.3061 | 35.6044 | 26.4052 | #REF! | #REF! | #REF! | #REF! | #REF! | #REF! | #REF! | #REF! | #REF! | #REF! | #REF! | #REF! | #REF! | #REF! | #REF! | #REF! | #REF! | #REF!
#REF! | #REF! | #REF! | 0 | 400 | 900 | #REF! | #REF! | -0.98585 | -7.1 | 46.486 | #REF! | #REF! | #REF! | #REF! | #REF! | #REF! | #REF! | #REF! | #REF! | #REF! | #REF! | #REF! | #REF! | #REF! | #REF! | #REF! | #REF! | #REF! | #REF! | #REF! | #REF! | #REF! | #REF! | #REF! | #REF! | #REF! | #REF! | #REF! | #REF! | #REF! | #REF! | #REF! | #REF! | #REF! | #REF! | #REF! | #REF! | #REF! | #REF! | #REF! | #REF! | #REF! | #REF! | #REF! | #REF! | #REF! | #REF! | #REF! | #REF! | #REF! | #REF! | #REF! | #REF! | #REF! | #REF! | #REF! | #REF! | #REF! | #REF! | #REF! | #REF! | #REF! | #REF! | #REF! | #REF! | #REF! | #REF! | #REF! | #REF! | #REF! | #REF! | #REF! | #REF! | #REF! | #REF! | #REF! | #REF! | 31.2467 | 39.2039 | 38.7611 | 42.4579 | 39.9838 | 40.3061 | 35.6044 | 26.4052 | #REF! | #REF! | #REF! | #REF! | #REF! | #REF! | #REF! | #REF! | #REF! | #REF! | #REF! | #REF! | #REF! | #REF! | #REF! | #REF! | #REF! | #REF!
#REF! | #REF! | #REF! | 0 | 400 | 900 | #REF! | #REF! | -0.98585 | -7.1 | 46.486 | #REF! | #REF! | #REF! | #REF! | #REF! | #REF! | #REF! | #REF! | #REF! | #REF! | #REF! | #REF! | #REF! | #REF! | #REF! | #REF! | #REF! | #REF! | #REF! | #REF! | #REF! | #REF! | #REF! | #REF! | #REF! | #REF! | #REF! | #REF! | #REF! | #REF! | #REF! | #REF! | #REF! | #REF! | #REF! | #REF! | #REF! | #REF! | #REF! | #REF! | #REF! | #REF! | #REF! | #REF! | #REF! | #REF! | #REF! | #REF! | #REF! | #REF! | #REF! | #REF! | #REF! | #REF! | #REF! | #REF! | #REF! | #REF! | #REF! | #REF! | #REF! | #REF! | #REF! | #REF! | #REF! | #REF! | #REF! | #REF! | #REF! | #REF! | #REF! | #REF! | #REF! | #REF! | #REF! | #REF! | #REF! | 31.2467 | 39.2039 | 38.7611 | 42.4579 | 39.9838 | 40.3061 | 35.6044 | 26.4052 | #REF! | #REF! | #REF! | #REF! | #REF! | #REF! | #REF! | #REF! | #REF! | #REF! | #REF! | #REF! | #REF! | #REF! | #REF! | #REF! | #REF! | #REF!
0 | #REF! | 0 | 0 | 400 | 900 | #REF! | #REF! | -0.98585 | -7.1 | 46.486 | #REF! | #REF! | #REF! | #REF! | #REF! | #REF! | #REF! | #REF! | #REF! | #REF! | #REF! | #REF! | #REF! | #REF! | #REF! | #REF! | #REF! | #REF! | #REF! | #REF! | #REF! | #REF! | #REF! | #REF! | #REF! | #REF! | #REF! | #REF! | #REF! | #REF! | #REF! | #REF! | #REF! | #REF! | #REF! | #REF! | #REF! | #REF! | #REF! | #REF! | #REF! | #REF! | #REF! | #REF! | #REF! | #REF! | #REF! | #REF! | #REF! | #REF! | #REF! | #REF! | #REF! | #REF! | #REF! | #REF! | #REF! | #REF! | #REF! | #REF! | #REF! | #REF! | #REF! | #REF! | #REF! | #REF! | #REF! | #REF! | #REF! | #REF! | #REF! | #REF! | #REF! | #REF! | #REF! | #REF! | #REF! | 31.2467 | 39.2039 | 38.7611 | 42.4579 | 39.9838 | 40.3061 | 35.6044 | 26.4052 | #REF! | #REF! | #REF! | #REF! | #REF! | #REF! | #REF! | #REF! | #REF! | #REF! | #REF! | #REF! | #REF! | #REF! | #REF! | #REF! | #REF! | #REF!
0 | 0 | 0 | 0 | 400 | 900 | #DIV/0! | #DIV/0! | -0.98585 | -7.1 | 46.486 | #DIV/0! | #DIV/0! | #DIV/0! | #DIV/0! | #DIV/0! | #DIV/0! | #DIV/0! | #DIV/0! | #DIV/0! | #DIV/0! | #DIV/0! | #DIV/0! | #DIV/0! | #DIV/0! | #DIV/0! | #DIV/0! | #DIV/0! | #DIV/0! | #DIV/0! | #DIV/0! | #DIV/0! | #DIV/0! | #DIV/0! | #DIV/0! | #DIV/0! | #DIV/0! | #DIV/0! | #DIV/0! | #DIV/0! | #DIV/0! | #DIV/0! | #DIV/0! | #DIV/0! | #DIV/0! | #DIV/0! | #DIV/0! | #DIV/0! | #DIV/0! | #DIV/0! | #DIV/0! | #DIV/0! | #DIV/0! | #DIV/0! | #DIV/0! | #DIV/0! | #DIV/0! | #DIV/0! | #DIV/0! | #DIV/0! | #DIV/0! | #DIV/0! | #DIV/0! | #DIV/0! | #DIV/0! | #DIV/0! | #DIV/0! | #DIV/0! | #DIV/0! | #DIV/0! | #DIV/0! | #DIV/0! | #DIV/0! | #DIV/0! | #DIV/0! | #DIV/0! | #DIV/0! | #DIV/0! | #DIV/0! | #DIV/0! | #DIV/0! | #DIV/0! | #DIV/0! | #DIV/0! | #DIV/0! | #DIV/0! | #DIV/0! | #DIV/0! | 31.2467 | 39.2039 | 38.7611 | 42.4579 | 39.9838 | 40.3061 | 35.6044 | 26.4052 | #DIV/0! | #DIV/0! | #DIV/0! | #DIV/0! | #DIV/0! | #DIV/0! | #DIV/0! | #DIV/0! | #DIV/0! | #DIV/0! | #DIV/0! | #DIV/0! | #DIV/0! | #DIV/0! | #DIV/0! | #DIV/0! | #DIV/0! | #DIV/0!
0 | 0 | 0 | 0 | 400 | 900 | #DIV/0! | #DIV/0! | -0.98585 | -7.1 | 46.486 | #DIV/0! | #DIV/0! | #DIV/0! | #DIV/0! | #DIV/0! | #DIV/0! | #DIV/0! | #DIV/0! | #DIV/0! | #DIV/0! | #DIV/0! | #DIV/0! | #DIV/0! | #DIV/0! | #DIV/0! | #DIV/0! | #DIV/0! | #DIV/0! | #DIV/0! | #DIV/0! | #DIV/0! | #DIV/0! | #DIV/0! | #DIV/0! | #DIV/0! | #DIV/0! | #DIV/0! | #DIV/0! | #DIV/0! | #DIV/0! | #DIV/0! | #DIV/0! | #DIV/0! | #DIV/0! | #DIV/0! | #DIV/0! | #DIV/0! | #DIV/0! | #DIV/0! | #DIV/0! | #DIV/0! | #DIV/0! | #DIV/0! | #DIV/0! | #DIV/0! | #DIV/0! | #DIV/0! | #DIV/0! | #DIV/0! | #DIV/0! | #DIV/0! | #DIV/0! | #DIV/0! | #DIV/0! | #DIV/0! | #DIV/0! | #DIV/0! | #DIV/0! | #DIV/0! | #DIV/0! | #DIV/0! | #DIV/0! | #DIV/0! | #DIV/0! | #DIV/0! | #DIV/0! | #DIV/0! | #DIV/0! | #DIV/0! | #DIV/0! | #DIV/0! | #DIV/0! | #DIV/0! | #DIV/0! | #DIV/0! | #DIV/0! | #DIV/0! | 31.2467 | 39.2039 | 38.7611 | 42.4579 | 39.9838 | 40.3061 | 35.6044 | 26.4052 | #DIV/0! | #DIV/0! | #DIV/0! | #DIV/0! | #DIV/0! | #DIV/0! | #DIV/0! | #DIV/0! | #DIV/0! | #DIV/0! | #DIV/0! | #DIV/0! | #DIV/0! | #DIV/0! | #DIV/0! | #DIV/0! | #DIV/0! | #DIV/0!
0 | 0 | 0 | 0 | 400 | 900 | #DIV/0! | #DIV/0! | -0.98585 | -7.1 | 46.486 | #DIV/0! | #DIV/0! | #DIV/0! | #DIV/0! | #DIV/0! | #DIV/0! | #DIV/0! | #DIV/0! | #DIV/0! | #DIV/0! | #DIV/0! | #DIV/0! | #DIV/0! | #DIV/0! | #DIV/0! | #DIV/0! | #DIV/0! | #DIV/0! | #DIV/0! | #DIV/0! | #DIV/0! | #DIV/0! | #DIV/0! | #DIV/0! | #DIV/0! | #DIV/0! | #DIV/0! | #DIV/0! | #DIV/0! | #DIV/0! | #DIV/0! | #DIV/0! | #DIV/0! | #DIV/0! | #DIV/0! | #DIV/0! | #DIV/0! | #DIV/0! | #DIV/0! | #DIV/0! | #DIV/0! | #DIV/0! | #DIV/0! | #DIV/0! | #DIV/0! | #DIV/0! | #DIV/0! | #DIV/0! | #DIV/0! | #DIV/0! | #DIV/0! | #DIV/0! | #DIV/0! | #DIV/0! | #DIV/0! | #DIV/0! | #DIV/0! | #DIV/0! | #DIV/0! | #DIV/0! | #DIV/0! | #DIV/0! | #DIV/0! | #DIV/0! | #DIV/0! | #DIV/0! | #DIV/0! | #DIV/0! | #DIV/0! | #DIV/0! | #DIV/0! | #DIV/0! | #DIV/0! | #DIV/0! | #DIV/0! | #DIV/0! | #DIV/0! | 31.2467 | 39.2039 | 38.7611 | 42.4579 | 39.9838 | 40.3061 | 35.6044 | 26.4052 | #DIV/0! | #DIV/0! | #DIV/0! | #DIV/0! | #DIV/0! | #DIV/0! | #DIV/0! | #DIV/0! | #DIV/0! | #DIV/0! | #DIV/0! | #DIV/0! | #DIV/0! | #DIV/0! | #DIV/0! | #DIV/0! | #DIV/0! | #DIV/0!
0 | 0 | 0 | 0 | 400 | 900 | #DIV/0! | #DIV/0! | -0.98585 | -7.1 | 46.486 | #DIV/0! | #DIV/0! | #DIV/0! | #DIV/0! | #DIV/0! | #DIV/0! | #DIV/0! | #DIV/0! | #DIV/0! | #DIV/0! | #DIV/0! | #DIV/0! | #DIV/0! | #DIV/0! | #DIV/0! | #DIV/0! | #DIV/0! | #DIV/0! | #DIV/0! | #DIV/0! | #DIV/0! | #DIV/0! | #DIV/0! | #DIV/0! | #DIV/0! | #DIV/0! | #DIV/0! | #DIV/0! | #DIV/0! | #DIV/0! | #DIV/0! | #DIV/0! | #DIV/0! | #DIV/0! | #DIV/0! | #DIV/0! | #DIV/0! | #DIV/0! | #DIV/0! | #DIV/0! | #DIV/0! | #DIV/0! | #DIV/0! | #DIV/0! | #DIV/0! | #DIV/0! | #DIV/0! | #DIV/0! | #DIV/0! | #DIV/0! | #DIV/0! | #DIV/0! | #DIV/0! | #DIV/0! | #DIV/0! | #DIV/0! | #DIV/0! | #DIV/0! | #DIV/0! | #DIV/0! | #DIV/0! | #DIV/0! | #DIV/0! | #DIV/0! | #DIV/0! | #DIV/0! | #DIV/0! | #DIV/0! | #DIV/0! | #DIV/0! | #DIV/0! | #DIV/0! | #DIV/0! | #DIV/0! | #DIV/0! | #DIV/0! | #DIV/0! | 31.2467 | 39.2039 | 38.7611 | 42.4579 | 39.9838 | 40.3061 | 35.6044 | 26.4052 | #DIV/0! | #DIV/0! | #DIV/0! | #DIV/0! | #DIV/0! | #DIV/0! | #DIV/0! | #DIV/0! | #DIV/0! | #DIV/0! | #DIV/0! | #DIV/0! | #DIV/0! | #DIV/0! | #DIV/0! | #DIV/0! | #DIV/0! | #DIV/0!
0 | 0 | 0 | 0 | 400 | 900 | #DIV/0! | #DIV/0! | -0.98585 | -7.1 | 46.486 | #DIV/0! | #DIV/0! | #DIV/0! | #DIV/0! | #DIV/0! | #DIV/0! | #DIV/0! | #DIV/0! | #DIV/0! | #DIV/0! | #DIV/0! | #DIV/0! | #DIV/0! | #DIV/0! | #DIV/0! | #DIV/0! | #DIV/0! | #DIV/0! | #DIV/0! | #DIV/0! | #DIV/0! | #DIV/0! | #DIV/0! | #DIV/0! | #DIV/0! | #DIV/0! | #DIV/0! | #DIV/0! | #DIV/0! | #DIV/0! | #DIV/0! | #DIV/0! | #DIV/0! | #DIV/0! | #DIV/0! | #DIV/0! | #DIV/0! | #DIV/0! | #DIV/0! | #DIV/0! | #DIV/0! | #DIV/0! | #DIV/0! | #DIV/0! | #DIV/0! | #DIV/0! | #DIV/0! | #DIV/0! | #DIV/0! | #DIV/0! | #DIV/0! | #DIV/0! | #DIV/0! | #DIV/0! | #DIV/0! | #DIV/0! | #DIV/0! | #DIV/0! | #DIV/0! | #DIV/0! | #DIV/0! | #DIV/0! | #DIV/0! | #DIV/0! | #DIV/0! | #DIV/0! | #DIV/0! | #DIV/0! | #DIV/0! | #DIV/0! | #DIV/0! | #DIV/0! | #DIV/0! | #DIV/0! | #DIV/0! | #DIV/0! | #DIV/0! | 31.2467 | 39.2039 | 38.7611 | 42.4579 | 39.9838 | 40.3061 | 35.6044 | 26.4052 | #DIV/0! | #DIV/0! | #DIV/0! | #DIV/0! | #DIV/0! | #DIV/0! | #DIV/0! | #DIV/0! | #DIV/0! | #DIV/0! | #DIV/0! | #DIV/0! | #DIV/0! | #DIV/0! | #DIV/0! | #DIV/0! | #DIV/0! | #DIV/0!
0 | 0 | 0 | 0 | 400 | 900 | #DIV/0! | #DIV/0! | -0.98585 | -7.1 | 46.486 | #DIV/0! | #DIV/0! | #DIV/0! | #DIV/0! | #DIV/0! | #DIV/0! | #DIV/0! | #DIV/0! | #DIV/0! | #DIV/0! | #DIV/0! | #DIV/0! | #DIV/0! | #DIV/0! | #DIV/0! | #DIV/0! | #DIV/0! | #DIV/0! | #DIV/0! | #DIV/0! | #DIV/0! | #DIV/0! | #DIV/0! | #DIV/0! | #DIV/0! | #DIV/0! | #DIV/0! | #DIV/0! | #DIV/0! | #DIV/0! | #DIV/0! | #DIV/0! | #DIV/0! | #DIV/0! | #DIV/0! | #DIV/0! | #DIV/0! | #DIV/0! | #DIV/0! | #DIV/0! | #DIV/0! | #DIV/0! | #DIV/0! | #DIV/0! | #DIV/0! | #DIV/0! | #DIV/0! | #DIV/0! | #DIV/0! | #DIV/0! | #DIV/0! | #DIV/0! | #DIV/0! | #DIV/0! | #DIV/0! | #DIV/0! | #DIV/0! | #DIV/0! | #DIV/0! | #DIV/0! | #DIV/0! | #DIV/0! | #DIV/0! | #DIV/0! | #DIV/0! | #DIV/0! | #DIV/0! | #DIV/0! | #DIV/0! | #DIV/0! | #DIV/0! | #DIV/0! | #DIV/0! | #DIV/0! | #DIV/0! | #DIV/0! | #DIV/0! | 31.2467 | 39.2039 | 38.7611 | 42.4579 | 39.9838 | 40.3061 | 35.6044 | 26.4052 | #DIV/0! | #DIV/0! | #DIV/0! | #DIV/0! | #DIV/0! | #DIV/0! | #DIV/0! | #DIV/0! | #DIV/0! | #DIV/0! | #DIV/0! | #DIV/0! | #DIV/0! | #DIV/0! | #DIV/0! | #DIV/0! | #DIV/0! | #DIV/0!
0 | 0 | 0 | 0 | 400 | 900 | #DIV/0! | #DIV/0! | -0.98585 | -7.1 | 46.486 | #DIV/0! | #DIV/0! | #DIV/0! | #DIV/0! | #DIV/0! | #DIV/0! | #DIV/0! | #DIV/0! | #DIV/0! | #DIV/0! | #DIV/0! | #DIV/0! | #DIV/0! | #DIV/0! | #DIV/0! | #DIV/0! | #DIV/0! | #DIV/0! | #DIV/0! | #DIV/0! | #DIV/0! | #DIV/0! | #DIV/0! | #DIV/0! | #DIV/0! | #DIV/0! | #DIV/0! | #DIV/0! | #DIV/0! | #DIV/0! | #DIV/0! | #DIV/0! | #DIV/0! | #DIV/0! | #DIV/0! | #DIV/0! | #DIV/0! | #DIV/0! | #DIV/0! | #DIV/0! | #DIV/0! | #DIV/0! | #DIV/0! | #DIV/0! | #DIV/0! | #DIV/0! | #DIV/0! | #DIV/0! | #DIV/0! | #DIV/0! | #DIV/0! | #DIV/0! | #DIV/0! | #DIV/0! | #DIV/0! | #DIV/0! | #DIV/0! | #DIV/0! | #DIV/0! | #DIV/0! | #DIV/0! | #DIV/0! | #DIV/0! | #DIV/0! | #DIV/0! | #DIV/0! | #DIV/0! | #DIV/0! | #DIV/0! | #DIV/0! | #DIV/0! | #DIV/0! | #DIV/0! | #DIV/0! | #DIV/0! | #DIV/0! | #DIV/0! | 31.2467 | 39.2039 | 38.7611 | 42.4579 | 39.9838 | 40.3061 | 35.6044 | 26.4052 | #DIV/0! | #DIV/0! | #DIV/0! | #DIV/0! | #DIV/0! | #DIV/0! | #DIV/0! | #DIV/0! | #DIV/0! | #DIV/0! | #DIV/0! | #DIV/0! | #DIV/0! | #DIV/0! | #DIV/0! | #DIV/0! | #DIV/0! | #DIV/0!
0 | 0 | 0 | 0 | 400 | 900 | #DIV/0! | #DIV/0! | -0.98585 | -7.1 | 46.486 | #DIV/0! | #DIV/0! | #DIV/0! | #DIV/0! | #DIV/0! | #DIV/0! | #DIV/0! | #DIV/0! | #DIV/0! | #DIV/0! | #DIV/0! | #DIV/0! | #DIV/0! | #DIV/0! | #DIV/0! | #DIV/0! | #DIV/0! | #DIV/0! | #DIV/0! | #DIV/0! | #DIV/0! | #DIV/0! | #DIV/0! | #DIV/0! | #DIV/0! | #DIV/0! | #DIV/0! | #DIV/0! | #DIV/0! | #DIV/0! | #DIV/0! | #DIV/0! | #DIV/0! | #DIV/0! | #DIV/0! | #DIV/0! | #DIV/0! | #DIV/0! | #DIV/0! | #DIV/0! | #DIV/0! | #DIV/0! | #DIV/0! | #DIV/0! | #DIV/0! | #DIV/0! | #DIV/0! | #DIV/0! | #DIV/0! | #DIV/0! | #DIV/0! | #DIV/0! | #DIV/0! | #DIV/0! | #DIV/0! | #DIV/0! | #DIV/0! | #DIV/0! | #DIV/0! | #DIV/0! | #DIV/0! | #DIV/0! | #DIV/0! | #DIV/0! | #DIV/0! | #DIV/0! | #DIV/0! | #DIV/0! | #DIV/0! | #DIV/0! | #DIV/0! | #DIV/0! | #DIV/0! | #DIV/0! | #DIV/0! | #DIV/0! | #DIV/0! | 31.2467 | 39.2039 | 38.7611 | 42.4579 | 39.9838 | 40.3061 | 35.6044 | 26.4052 | #DIV/0! | #DIV/0! | #DIV/0! | #DIV/0! | #DIV/0! | #DIV/0! | #DIV/0! | #DIV/0! | #DIV/0! | #DIV/0! | #DIV/0! | #DIV/0! | #DIV/0! | #DIV/0! | #DIV/0! | #DIV/0! | #DIV/0! | #DIV/0!
0 | 0 | 0 | 0 | 400 | 900 | #DIV/0! | #DIV/0! | -0.98585 | -7.1 | 46.486 | #DIV/0! | #DIV/0! | #DIV/0! | #DIV/0! | #DIV/0! | #DIV/0! | #DIV/0! | #DIV/0! | #DIV/0! | #DIV/0! | #DIV/0! | #DIV/0! | #DIV/0! | #DIV/0! | #DIV/0! | #DIV/0! | #DIV/0! | #DIV/0! | #DIV/0! | #DIV/0! | #DIV/0! | #DIV/0! | #DIV/0! | #DIV/0! | #DIV/0! | #DIV/0! | #DIV/0! | #DIV/0! | #DIV/0! | #DIV/0! | #DIV/0! | #DIV/0! | #DIV/0! | #DIV/0! | #DIV/0! | #DIV/0! | #DIV/0! | #DIV/0! | #DIV/0! | #DIV/0! | #DIV/0! | #DIV/0! | #DIV/0! | #DIV/0! | #DIV/0! | #DIV/0! | #DIV/0! | #DIV/0! | #DIV/0! | #DIV/0! | #DIV/0! | #DIV/0! | #DIV/0! | #DIV/0! | #DIV/0! | #DIV/0! | #DIV/0! | #DIV/0! | #DIV/0! | #DIV/0! | #DIV/0! | #DIV/0! | #DIV/0! | #DIV/0! | #DIV/0! | #DIV/0! | #DIV/0! | #DIV/0! | #DIV/0! | #DIV/0! | #DIV/0! | #DIV/0! | #DIV/0! | #DIV/0! | #DIV/0! | #DIV/0! | #DIV/0! | 31.2467 | 39.2039 | 38.7611 | 42.4579 | 39.9838 | 40.3061 | 35.6044 | 26.4052 | #DIV/0! | #DIV/0! | #DIV/0! | #DIV/0! | #DIV/0! | #DIV/0! | #DIV/0! | #DIV/0! | #DIV/0! | #DIV/0! | #DIV/0! | #DIV/0! | #DIV/0! | #DIV/0! | #DIV/0! | #DIV/0! | #DIV/0! | #DIV/0!
0 | 0 | 0 | 0 | 400 | 900 | #DIV/0! | #DIV/0! | -0.98585 | -7.1 | 46.486 | #DIV/0! | #DIV/0! | #DIV/0! | #DIV/0! | #DIV/0! | #DIV/0! | #DIV/0! | #DIV/0! | #DIV/0! | #DIV/0! | #DIV/0! | #DIV/0! | #DIV/0! | #DIV/0! | #DIV/0! | #DIV/0! | #DIV/0! | #DIV/0! | #DIV/0! | #DIV/0! | #DIV/0! | #DIV/0! | #DIV/0! | #DIV/0! | #DIV/0! | #DIV/0! | #DIV/0! | #DIV/0! | #DIV/0! | #DIV/0! | #DIV/0! | #DIV/0! | #DIV/0! | #DIV/0! | #DIV/0! | #DIV/0! | #DIV/0! | #DIV/0! | #DIV/0! | #DIV/0! | #DIV/0! | #DIV/0! | #DIV/0! | #DIV/0! | #DIV/0! | #DIV/0! | #DIV/0! | #DIV/0! | #DIV/0! | #DIV/0! | #DIV/0! | #DIV/0! | #DIV/0! | #DIV/0! | #DIV/0! | #DIV/0! | #DIV/0! | #DIV/0! | #DIV/0! | #DIV/0! | #DIV/0! | #DIV/0! | #DIV/0! | #DIV/0! | #DIV/0! | #DIV/0! | #DIV/0! | #DIV/0! | #DIV/0! | #DIV/0! | #DIV/0! | #DIV/0! | #DIV/0! | #DIV/0! | #DIV/0! | #DIV/0! | #DIV/0! | 31.2467 | 39.2039 | 38.7611 | 42.4579 | 39.9838 | 40.3061 | 35.6044 | 26.4052 | #DIV/0! | #DIV/0! | #DIV/0! | #DIV/0! | #DIV/0! | #DIV/0! | #DIV/0! | #DIV/0! | #DIV/0! | #DIV/0! | #DIV/0! | #DIV/0! | #DIV/0! | #DIV/0! | #DIV/0! | #DIV/0! | #DIV/0! | #DIV/0!
0 | 0 | 0 | 0 | 400 | 900 | #DIV/0! | #DIV/0! | -0.98585 | -7.1 | 46.486 | #DIV/0! | #DIV/0! | #DIV/0! | #DIV/0! | #DIV/0! | #DIV/0! | #DIV/0! | #DIV/0! | #DIV/0! | #DIV/0! | #DIV/0! | #DIV/0! | #DIV/0! | #DIV/0! | #DIV/0! | #DIV/0! | #DIV/0! | #DIV/0! | #DIV/0! | #DIV/0! | #DIV/0! | #DIV/0! | #DIV/0! | #DIV/0! | #DIV/0! | #DIV/0! | #DIV/0! | #DIV/0! | #DIV/0! | #DIV/0! | #DIV/0! | #DIV/0! | #DIV/0! | #DIV/0! | #DIV/0! | #DIV/0! | #DIV/0! | #DIV/0! | #DIV/0! | #DIV/0! | #DIV/0! | #DIV/0! | #DIV/0! | #DIV/0! | #DIV/0! | #DIV/0! | #DIV/0! | #DIV/0! | #DIV/0! | #DIV/0! | #DIV/0! | #DIV/0! | #DIV/0! | #DIV/0! | #DIV/0! | #DIV/0! | #DIV/0! | #DIV/0! | #DIV/0! | #DIV/0! | #DIV/0! | #DIV/0! | #DIV/0! | #DIV/0! | #DIV/0! | #DIV/0! | #DIV/0! | #DIV/0! | #DIV/0! | #DIV/0! | #DIV/0! | #DIV/0! | #DIV/0! | #DIV/0! | #DIV/0! | #DIV/0! | #DIV/0! | 31.2467 | 39.2039 | 38.7611 | 42.4579 | 39.9838 | 40.3061 | 35.6044 | 26.4052 | #DIV/0! | #DIV/0! | #DIV/0! | #DIV/0! | #DIV/0! | #DIV/0! | #DIV/0! | #DIV/0! | #DIV/0! | #DIV/0! | #DIV/0! | #DIV/0! | #DIV/0! | #DIV/0! | #DIV/0! | #DIV/0! | #DIV/0! | #DIV/0!
0 | 0 | 0 | 0 | 400 | 900 | #DIV/0! | #DIV/0! | -0.98585 | -7.1 | 46.486 | #DIV/0! | #DIV/0! | #DIV/0! | #DIV/0! | #DIV/0! | #DIV/0! | #DIV/0! | #DIV/0! | #DIV/0! | #DIV/0! | #DIV/0! | #DIV/0! | #DIV/0! | #DIV/0! | #DIV/0! | #DIV/0! | #DIV/0! | #DIV/0! | #DIV/0! | #DIV/0! | #DIV/0! | #DIV/0! | #DIV/0! | #DIV/0! | #DIV/0! | #DIV/0! | #DIV/0! | #DIV/0! | #DIV/0! | #DIV/0! | #DIV/0! | #DIV/0! | #DIV/0! | #DIV/0! | #DIV/0! | #DIV/0! | #DIV/0! | #DIV/0! | #DIV/0! | #DIV/0! | #DIV/0! | #DIV/0! | #DIV/0! | #DIV/0! | #DIV/0! | #DIV/0! | #DIV/0! | #DIV/0! | #DIV/0! | #DIV/0! | #DIV/0! | #DIV/0! | #DIV/0! | #DIV/0! | #DIV/0! | #DIV/0! | #DIV/0! | #DIV/0! | #DIV/0! | #DIV/0! | #DIV/0! | #DIV/0! | #DIV/0! | #DIV/0! | #DIV/0! | #DIV/0! | #DIV/0! | #DIV/0! | #DIV/0! | #DIV/0! | #DIV/0! | #DIV/0! | #DIV/0! | #DIV/0! | #DIV/0! | #DIV/0! | #DIV/0! | 31.2467 | 39.2039 | 38.7611 | 42.4579 | 39.9838 | 40.3061 | 35.6044 | 26.4052 | #DIV/0! | #DIV/0! | #DIV/0! | #DIV/0! | #DIV/0! | #DIV/0! | #DIV/0! | #DIV/0! | #DIV/0! | #DIV/0! | #DIV/0! | #DIV/0! | #DIV/0! | #DIV/0! | #DIV/0! | #DIV/0! | #DIV/0! | #DIV/0!
0 | 0 | 0 | 0 | 400 | 900 | #DIV/0! | #DIV/0! | -0.98585 | -7.1 | 46.486 | #DIV/0! | #DIV/0! | #DIV/0! | #DIV/0! | #DIV/0! | #DIV/0! | #DIV/0! | #DIV/0! | #DIV/0! | #DIV/0! | #DIV/0! | #DIV/0! | #DIV/0! | #DIV/0! | #DIV/0! | #DIV/0! | #DIV/0! | #DIV/0! | #DIV/0! | #DIV/0! | #DIV/0! | #DIV/0! | #DIV/0! | #DIV/0! | #DIV/0! | #DIV/0! | #DIV/0! | #DIV/0! | #DIV/0! | #DIV/0! | #DIV/0! | #DIV/0! | #DIV/0! | #DIV/0! | #DIV/0! | #DIV/0! | #DIV/0! | #DIV/0! | #DIV/0! | #DIV/0! | #DIV/0! | #DIV/0! | #DIV/0! | #DIV/0! | #DIV/0! | #DIV/0! | #DIV/0! | #DIV/0! | #DIV/0! | #DIV/0! | #DIV/0! | #DIV/0! | #DIV/0! | #DIV/0! | #DIV/0! | #DIV/0! | #DIV/0! | #DIV/0! | #DIV/0! | #DIV/0! | #DIV/0! | #DIV/0! | #DIV/0! | #DIV/0! | #DIV/0! | #DIV/0! | #DIV/0! | #DIV/0! | #DIV/0! | #DIV/0! | #DIV/0! | #DIV/0! | #DIV/0! | #DIV/0! | #DIV/0! | #DIV/0! | #DIV/0! | 31.2467 | 39.2039 | 38.7611 | 42.4579 | 39.9838 | 40.3061 | 35.6044 | 26.4052 | #DIV/0! | #DIV/0! | #DIV/0! | #DIV/0! | #DIV/0! | #DIV/0! | #DIV/0! | #DIV/0! | #DIV/0! | #DIV/0! | #DIV/0! | #DIV/0! | #DIV/0! | #DIV/0! | #DIV/0! | #DIV/0! | #DIV/0! | #DIV/0!
0 | 0 | 0 | 0 | 400 | 900 | #DIV/0! | #DIV/0! | -0.98585 | -7.1 | 46.486 | #DIV/0! | #DIV/0! | #DIV/0! | #DIV/0! | #DIV/0! | #DIV/0! | #DIV/0! | #DIV/0! | #DIV/0! | #DIV/0! | #DIV/0! | #DIV/0! | #DIV/0! | #DIV/0! | #DIV/0! | #DIV/0! | #DIV/0! | #DIV/0! | #DIV/0! | #DIV/0! | #DIV/0! | #DIV/0! | #DIV/0! | #DIV/0! | #DIV/0! | #DIV/0! | #DIV/0! | #DIV/0! | #DIV/0! | #DIV/0! | #DIV/0! | #DIV/0! | #DIV/0! | #DIV/0! | #DIV/0! | #DIV/0! | #DIV/0! | #DIV/0! | #DIV/0! | #DIV/0! | #DIV/0! | #DIV/0! | #DIV/0! | #DIV/0! | #DIV/0! | #DIV/0! | #DIV/0! | #DIV/0! | #DIV/0! | #DIV/0! | #DIV/0! | #DIV/0! | #DIV/0! | #DIV/0! | #DIV/0! | #DIV/0! | #DIV/0! | #DIV/0! | #DIV/0! | #DIV/0! | #DIV/0! | #DIV/0! | #DIV/0! | #DIV/0! | #DIV/0! | #DIV/0! | #DIV/0! | #DIV/0! | #DIV/0! | #DIV/0! | #DIV/0! | #DIV/0! | #DIV/0! | #DIV/0! | #DIV/0! | #DIV/0! | #DIV/0! | 31.2467 | 39.2039 | 38.7611 | 42.4579 | 39.9838 | 40.3061 | 35.6044 | 26.4052 | #DIV/0! | #DIV/0! | #DIV/0! | #DIV/0! | #DIV/0! | #DIV/0! | #DIV/0! | #DIV/0! | #DIV/0! | #DIV/0! | #DIV/0! | #DIV/0! | #DIV/0! | #DIV/0! | #DIV/0! | #DIV/0! | #DIV/0! | #DIV/0!
0 | 0 | 0 | 0 | 400 | 900 | #DIV/0! | #DIV/0! | -0.98585 | -7.1 | 46.486 | #DIV/0! | #DIV/0! | #DIV/0! | #DIV/0! | #DIV/0! | #DIV/0! | #DIV/0! | #DIV/0! | #DIV/0! | #DIV/0! | #DIV/0! | #DIV/0! | #DIV/0! | #DIV/0! | #DIV/0! | #DIV/0! | #DIV/0! | #DIV/0! | #DIV/0! | #DIV/0! | #DIV/0! | #DIV/0! | #DIV/0! | #DIV/0! | #DIV/0! | #DIV/0! | #DIV/0! | #DIV/0! | #DIV/0! | #DIV/0! | #DIV/0! | #DIV/0! | #DIV/0! | #DIV/0! | #DIV/0! | #DIV/0! | #DIV/0! | #DIV/0! | #DIV/0! | #DIV/0! | #DIV/0! | #DIV/0! | #DIV/0! | #DIV/0! | #DIV/0! | #DIV/0! | #DIV/0! | #DIV/0! | #DIV/0! | #DIV/0! | #DIV/0! | #DIV/0! | #DIV/0! | #DIV/0! | #DIV/0! | #DIV/0! | #DIV/0! | #DIV/0! | #DIV/0! | #DIV/0! | #DIV/0! | #DIV/0! | #DIV/0! | #DIV/0! | #DIV/0! | #DIV/0! | #DIV/0! | #DIV/0! | #DIV/0! | #DIV/0! | #DIV/0! | #DIV/0! | #DIV/0! | #DIV/0! | #DIV/0! | #DIV/0! | #DIV/0! | 31.2467 | 39.2039 | 38.7611 | 42.4579 | 39.9838 | 40.3061 | 35.6044 | 26.4052 | #DIV/0! | #DIV/0! | #DIV/0! | #DIV/0! | #DIV/0! | #DIV/0! | #DIV/0! | #DIV/0! | #DIV/0! | #DIV/0! | #DIV/0! | #DIV/0! | #DIV/0! | #DIV/0! | #DIV/0! | #DIV/0! | #DIV/0! | #DIV/0!
0 | 0 | 0 | 0 | 400 | 900 | #DIV/0! | #DIV/0! | -0.98585 | -7.1 | 46.486 | #DIV/0! | #DIV/0! | #DIV/0! | #DIV/0! | #DIV/0! | #DIV/0! | #DIV/0! | #DIV/0! | #DIV/0! | #DIV/0! | #DIV/0! | #DIV/0! | #DIV/0! | #DIV/0! | #DIV/0! | #DIV/0! | #DIV/0! | #DIV/0! | #DIV/0! | #DIV/0! | #DIV/0! | #DIV/0! | #DIV/0! | #DIV/0! | #DIV/0! | #DIV/0! | #DIV/0! | #DIV/0! | #DIV/0! | #DIV/0! | #DIV/0! | #DIV/0! | #DIV/0! | #DIV/0! | #DIV/0! | #DIV/0! | #DIV/0! | #DIV/0! | #DIV/0! | #DIV/0! | #DIV/0! | #DIV/0! | #DIV/0! | #DIV/0! | #DIV/0! | #DIV/0! | #DIV/0! | #DIV/0! | #DIV/0! | #DIV/0! | #DIV/0! | #DIV/0! | #DIV/0! | #DIV/0! | #DIV/0! | #DIV/0! | #DIV/0! | #DIV/0! | #DIV/0! | #DIV/0! | #DIV/0! | #DIV/0! | #DIV/0! | #DIV/0! | #DIV/0! | #DIV/0! | #DIV/0! | #DIV/0! | #DIV/0! | #DIV/0! | #DIV/0! | #DIV/0! | #DIV/0! | #DIV/0! | #DIV/0! | #DIV/0! | #DIV/0! | 31.2467 | 39.2039 | 38.7611 | 42.4579 | 39.9838 | 40.3061 | 35.6044 | 26.4052 | #DIV/0! | #DIV/0! | #DIV/0! | #DIV/0! | #DIV/0! | #DIV/0! | #DIV/0! | #DIV/0! | #DIV/0! | #DIV/0! | #DIV/0! | #DIV/0! | #DIV/0! | #DIV/0! | #DIV/0! | #DIV/0! | #DIV/0! | #DIV/0!
0 | 0 | 0 | 0 | 400 | 900 | #DIV/0! | #DIV/0! | -0.98585 | -7.1 | 46.486 | #DIV/0! | #DIV/0! | #DIV/0! | #DIV/0! | #DIV/0! | #DIV/0! | #DIV/0! | #DIV/0! | #DIV/0! | #DIV/0! | #DIV/0! | #DIV/0! | #DIV/0! | #DIV/0! | #DIV/0! | #DIV/0! | #DIV/0! | #DIV/0! | #DIV/0! | #DIV/0! | #DIV/0! | #DIV/0! | #DIV/0! | #DIV/0! | #DIV/0! | #DIV/0! | #DIV/0! | #DIV/0! | #DIV/0! | #DIV/0! | #DIV/0! | #DIV/0! | #DIV/0! | #DIV/0! | #DIV/0! | #DIV/0! | #DIV/0! | #DIV/0! | #DIV/0! | #DIV/0! | #DIV/0! | #DIV/0! | #DIV/0! | #DIV/0! | #DIV/0! | #DIV/0! | #DIV/0! | #DIV/0! | #DIV/0! | #DIV/0! | #DIV/0! | #DIV/0! | #DIV/0! | #DIV/0! | #DIV/0! | #DIV/0! | #DIV/0! | #DIV/0! | #DIV/0! | #DIV/0! | #DIV/0! | #DIV/0! | #DIV/0! | #DIV/0! | #DIV/0! | #DIV/0! | #DIV/0! | #DIV/0! | #DIV/0! | #DIV/0! | #DIV/0! | #DIV/0! | #DIV/0! | #DIV/0! | #DIV/0! | #DIV/0! | #DIV/0! | 31.2467 | 39.2039 | 38.7611 | 42.4579 | 39.9838 | 40.3061 | 35.6044 | 26.4052 | #DIV/0! | #DIV/0! | #DIV/0! | #DIV/0! | #DIV/0! | #DIV/0! | #DIV/0! | #DIV/0! | #DIV/0! | #DIV/0! | #DIV/0! | #DIV/0! | #DIV/0! | #DIV/0! | #DIV/0! | #DIV/0! | #DIV/0! | #DIV/0!
0 | 0 | 0 | 0 | 400 | 900 | #DIV/0! | #DIV/0! | -0.98585 | -7.1 | 46.486 | #DIV/0! | #DIV/0! | #DIV/0! | #DIV/0! | #DIV/0! | #DIV/0! | #DIV/0! | #DIV/0! | #DIV/0! | #DIV/0! | #DIV/0! | #DIV/0! | #DIV/0! | #DIV/0! | #DIV/0! | #DIV/0! | #DIV/0! | #DIV/0! | #DIV/0! | #DIV/0! | #DIV/0! | #DIV/0! | #DIV/0! | #DIV/0! | #DIV/0! | #DIV/0! | #DIV/0! | #DIV/0! | #DIV/0! | #DIV/0! | #DIV/0! | #DIV/0! | #DIV/0! | #DIV/0! | #DIV/0! | #DIV/0! | #DIV/0! | #DIV/0! | #DIV/0! | #DIV/0! | #DIV/0! | #DIV/0! | #DIV/0! | #DIV/0! | #DIV/0! | #DIV/0! | #DIV/0! | #DIV/0! | #DIV/0! | #DIV/0! | #DIV/0! | #DIV/0! | #DIV/0! | #DIV/0! | #DIV/0! | #DIV/0! | #DIV/0! | #DIV/0! | #DIV/0! | #DIV/0! | #DIV/0! | #DIV/0! | #DIV/0! | #DIV/0! | #DIV/0! | #DIV/0! | #DIV/0! | #DIV/0! | #DIV/0! | #DIV/0! | #DIV/0! | #DIV/0! | #DIV/0! | #DIV/0! | #DIV/0! | #DIV/0! | #DIV/0! | 31.2467 | 39.2039 | 38.7611 | 42.4579 | 39.9838 | 40.3061 | 35.6044 | 26.4052 | #DIV/0! | #DIV/0! | #DIV/0! | #DIV/0! | #DIV/0! | #DIV/0! | #DIV/0! | #DIV/0! | #DIV/0! | #DIV/0! | #DIV/0! | #DIV/0! | #DIV/0! | #DIV/0! | #DIV/0! | #DIV/0! | #DIV/0! | #DIV/0!
0 | 0 | 0 | 0 | 400 | 900 | #DIV/0! | #DIV/0! | -0.98585 | -7.1 | 46.486 | #DIV/0! | #DIV/0! | #DIV/0! | #DIV/0! | #DIV/0! | #DIV/0! | #DIV/0! | #DIV/0! | #DIV/0! | #DIV/0! | #DIV/0! | #DIV/0! | #DIV/0! | #DIV/0! | #DIV/0! | #DIV/0! | #DIV/0! | #DIV/0! | #DIV/0! | #DIV/0! | #DIV/0! | #DIV/0! | #DIV/0! | #DIV/0! | #DIV/0! | #DIV/0! | #DIV/0! | #DIV/0! | #DIV/0! | #DIV/0! | #DIV/0! | #DIV/0! | #DIV/0! | #DIV/0! | #DIV/0! | #DIV/0! | #DIV/0! | #DIV/0! | #DIV/0! | #DIV/0! | #DIV/0! | #DIV/0! | #DIV/0! | #DIV/0! | #DIV/0! | #DIV/0! | #DIV/0! | #DIV/0! | #DIV/0! | #DIV/0! | #DIV/0! | #DIV/0! | #DIV/0! | #DIV/0! | #DIV/0! | #DIV/0! | #DIV/0! | #DIV/0! | #DIV/0! | #DIV/0! | #DIV/0! | #DIV/0! | #DIV/0! | #DIV/0! | #DIV/0! | #DIV/0! | #DIV/0! | #DIV/0! | #DIV/0! | #DIV/0! | #DIV/0! | #DIV/0! | #DIV/0! | #DIV/0! | #DIV/0! | #DIV/0! | #DIV/0! | 31.2467 | 39.2039 | 38.7611 | 42.4579 | 39.9838 | 40.3061 | 35.6044 | 26.4052 | #DIV/0! | #DIV/0! | #DIV/0! | #DIV/0! | #DIV/0! | #DIV/0! | #DIV/0! | #DIV/0! | #DIV/0! | #DIV/0! | #DIV/0! | #DIV/0! | #DIV/0! | #DIV/0! | #DIV/0! | #DIV/0! | #DIV/0! | #DIV/0!
0 | 0 | 0 | 0 | 400 | 900 | #DIV/0! | #DIV/0! | -0.98585 | -7.1 | 46.486 | #DIV/0! | #DIV/0! | #DIV/0! | #DIV/0! | #DIV/0! | #DIV/0! | #DIV/0! | #DIV/0! | #DIV/0! | #DIV/0! | #DIV/0! | #DIV/0! | #DIV/0! | #DIV/0! | #DIV/0! | #DIV/0! | #DIV/0! | #DIV/0! | #DIV/0! | #DIV/0! | #DIV/0! | #DIV/0! | #DIV/0! | #DIV/0! | #DIV/0! | #DIV/0! | #DIV/0! | #DIV/0! | #DIV/0! | #DIV/0! | #DIV/0! | #DIV/0! | #DIV/0! | #DIV/0! | #DIV/0! | #DIV/0! | #DIV/0! | #DIV/0! | #DIV/0! | #DIV/0! | #DIV/0! | #DIV/0! | #DIV/0! | #DIV/0! | #DIV/0! | #DIV/0! | #DIV/0! | #DIV/0! | #DIV/0! | #DIV/0! | #DIV/0! | #DIV/0! | #DIV/0! | #DIV/0! | #DIV/0! | #DIV/0! | #DIV/0! | #DIV/0! | #DIV/0! | #DIV/0! | #DIV/0! | #DIV/0! | #DIV/0! | #DIV/0! | #DIV/0! | #DIV/0! | #DIV/0! | #DIV/0! | #DIV/0! | #DIV/0! | #DIV/0! | #DIV/0! | #DIV/0! | #DIV/0! | #DIV/0! | #DIV/0! | #DIV/0! | 31.2467 | 39.2039 | 38.7611 | 42.4579 | 39.9838 | 40.3061 | 35.6044 | 26.4052 | #DIV/0! | #DIV/0! | #DIV/0! | #DIV/0! | #DIV/0! | #DIV/0! | #DIV/0! | #DIV/0! | #DIV/0! | #DIV/0! | #DIV/0! | #DIV/0! | #DIV/0! | #DIV/0! | #DIV/0! | #DIV/0! | #DIV/0! | #DIV/0!
0 | 0 | 0 | 0 | 400 | 900 | #DIV/0! | #DIV/0! | -0.98585 | -7.1 | 46.486 | #DIV/0! | #DIV/0! | #DIV/0! | #DIV/0! | #DIV/0! | #DIV/0! | #DIV/0! | #DIV/0! | #DIV/0! | #DIV/0! | #DIV/0! | #DIV/0! | #DIV/0! | #DIV/0! | #DIV/0! | #DIV/0! | #DIV/0! | #DIV/0! | #DIV/0! | #DIV/0! | #DIV/0! | #DIV/0! | #DIV/0! | #DIV/0! | #DIV/0! | #DIV/0! | #DIV/0! | #DIV/0! | #DIV/0! | #DIV/0! | #DIV/0! | #DIV/0! | #DIV/0! | #DIV/0! | #DIV/0! | #DIV/0! | #DIV/0! | #DIV/0! | #DIV/0! | #DIV/0! | #DIV/0! | #DIV/0! | #DIV/0! | #DIV/0! | #DIV/0! | #DIV/0! | #DIV/0! | #DIV/0! | #DIV/0! | #DIV/0! | #DIV/0! | #DIV/0! | #DIV/0! | #DIV/0! | #DIV/0! | #DIV/0! | #DIV/0! | #DIV/0! | #DIV/0! | #DIV/0! | #DIV/0! | #DIV/0! | #DIV/0! | #DIV/0! | #DIV/0! | #DIV/0! | #DIV/0! | #DIV/0! | #DIV/0! | #DIV/0! | #DIV/0! | #DIV/0! | #DIV/0! | #DIV/0! | #DIV/0! | #DIV/0! | #DIV/0! | 31.2467 | 39.2039 | 38.7611 | 42.4579 | 39.9838 | 40.3061 | 35.6044 | 26.4052 | #DIV/0! | #DIV/0! | #DIV/0! | #DIV/0! | #DIV/0! | #DIV/0! | #DIV/0! | #DIV/0! | #DIV/0! | #DIV/0! | #DIV/0! | #DIV/0! | #DIV/0! | #DIV/0! | #DIV/0! | #DIV/0! | #DIV/0! | #DIV/0!
0 | 0 | 0 | 0 | 400 | 900 | #DIV/0! | #DIV/0! | -0.98585 | -7.1 | 46.486 | #DIV/0! | #DIV/0! | #DIV/0! | #DIV/0! | #DIV/0! | #DIV/0! | #DIV/0! | #DIV/0! | #DIV/0! | #DIV/0! | #DIV/0! | #DIV/0! | #DIV/0! | #DIV/0! | #DIV/0! | #DIV/0! | #DIV/0! | #DIV/0! | #DIV/0! | #DIV/0! | #DIV/0! | #DIV/0! | #DIV/0! | #DIV/0! | #DIV/0! | #DIV/0! | #DIV/0! | #DIV/0! | #DIV/0! | #DIV/0! | #DIV/0! | #DIV/0! | #DIV/0! | #DIV/0! | #DIV/0! | #DIV/0! | #DIV/0! | #DIV/0! | #DIV/0! | #DIV/0! | #DIV/0! | #DIV/0! | #DIV/0! | #DIV/0! | #DIV/0! | #DIV/0! | #DIV/0! | #DIV/0! | #DIV/0! | #DIV/0! | #DIV/0! | #DIV/0! | #DIV/0! | #DIV/0! | #DIV/0! | #DIV/0! | #DIV/0! | #DIV/0! | #DIV/0! | #DIV/0! | #DIV/0! | #DIV/0! | #DIV/0! | #DIV/0! | #DIV/0! | #DIV/0! | #DIV/0! | #DIV/0! | #DIV/0! | #DIV/0! | #DIV/0! | #DIV/0! | #DIV/0! | #DIV/0! | #DIV/0! | #DIV/0! | #DIV/0! | 31.2467 | 39.2039 | 38.7611 | 42.4579 | 39.9838 | 40.3061 | 35.6044 | 26.4052 | #DIV/0! | #DIV/0! | #DIV/0! | #DIV/0! | #DIV/0! | #DIV/0! | #DIV/0! | #DIV/0! | #DIV/0! | #DIV/0! | #DIV/0! | #DIV/0! | #DIV/0! | #DIV/0! | #DIV/0! | #DIV/0! | #DIV/0! | #DIV/0!
0 | 0 | 0 | 0 | 400 | 900 | #DIV/0! | #DIV/0! | -0.98585 | -7.1 | 46.486 | #DIV/0! | #DIV/0! | #DIV/0! | #DIV/0! | #DIV/0! | #DIV/0! | #DIV/0! | #DIV/0! | #DIV/0! | #DIV/0! | #DIV/0! | #DIV/0! | #DIV/0! | #DIV/0! | #DIV/0! | #DIV/0! | #DIV/0! | #DIV/0! | #DIV/0! | #DIV/0! | #DIV/0! | #DIV/0! | #DIV/0! | #DIV/0! | #DIV/0! | #DIV/0! | #DIV/0! | #DIV/0! | #DIV/0! | #DIV/0! | #DIV/0! | #DIV/0! | #DIV/0! | #DIV/0! | #DIV/0! | #DIV/0! | #DIV/0! | #DIV/0! | #DIV/0! | #DIV/0! | #DIV/0! | #DIV/0! | #DIV/0! | #DIV/0! | #DIV/0! | #DIV/0! | #DIV/0! | #DIV/0! | #DIV/0! | #DIV/0! | #DIV/0! | #DIV/0! | #DIV/0! | #DIV/0! | #DIV/0! | #DIV/0! | #DIV/0! | #DIV/0! | #DIV/0! | #DIV/0! | #DIV/0! | #DIV/0! | #DIV/0! | #DIV/0! | #DIV/0! | #DIV/0! | #DIV/0! | #DIV/0! | #DIV/0! | #DIV/0! | #DIV/0! | #DIV/0! | #DIV/0! | #DIV/0! | #DIV/0! | #DIV/0! | #DIV/0! | 31.2467 | 39.2039 | 38.7611 | 42.4579 | 39.9838 | 40.3061 | 35.6044 | 26.4052 | #DIV/0! | #DIV/0! | #DIV/0! | #DIV/0! | #DIV/0! | #DIV/0! | #DIV/0! | #DIV/0! | #DIV/0! | #DIV/0! | #DIV/0! | #DIV/0! | #DIV/0! | #DIV/0! | #DIV/0! | #DIV/0! | #DIV/0! | #DIV/0!
0 | 0 | 0 | 0 | 400 | 900 | #DIV/0! | #DIV/0! | -0.98585 | -7.1 | 46.486 | #DIV/0! | #DIV/0! | #DIV/0! | #DIV/0! | #DIV/0! | #DIV/0! | #DIV/0! | #DIV/0! | #DIV/0! | #DIV/0! | #DIV/0! | #DIV/0! | #DIV/0! | #DIV/0! | #DIV/0! | #DIV/0! | #DIV/0! | #DIV/0! | #DIV/0! | #DIV/0! | #DIV/0! | #DIV/0! | #DIV/0! | #DIV/0! | #DIV/0! | #DIV/0! | #DIV/0! | #DIV/0! | #DIV/0! | #DIV/0! | #DIV/0! | #DIV/0! | #DIV/0! | #DIV/0! | #DIV/0! | #DIV/0! | #DIV/0! | #DIV/0! | #DIV/0! | #DIV/0! | #DIV/0! | #DIV/0! | #DIV/0! | #DIV/0! | #DIV/0! | #DIV/0! | #DIV/0! | #DIV/0! | #DIV/0! | #DIV/0! | #DIV/0! | #DIV/0! | #DIV/0! | #DIV/0! | #DIV/0! | #DIV/0! | #DIV/0! | #DIV/0! | #DIV/0! | #DIV/0! | #DIV/0! | #DIV/0! | #DIV/0! | #DIV/0! | #DIV/0! | #DIV/0! | #DIV/0! | #DIV/0! | #DIV/0! | #DIV/0! | #DIV/0! | #DIV/0! | #DIV/0! | #DIV/0! | #DIV/0! | #DIV/0! | #DIV/0! | 31.2467 | 39.2039 | 38.7611 | 42.4579 | 39.9838 | 40.3061 | 35.6044 | 26.4052 | #DIV/0! | #DIV/0! | #DIV/0! | #DIV/0! | #DIV/0! | #DIV/0! | #DIV/0! | #DIV/0! | #DIV/0! | #DIV/0! | #DIV/0! | #DIV/0! | #DIV/0! | #DIV/0! | #DIV/0! | #DIV/0! | #DIV/0! | #DIV/0!
0 | 0 | 0 | 0 | 400 | 900 | #DIV/0! | #DIV/0! | -0.98585 | -7.1 | 46.486 | #DIV/0! | #DIV/0! | #DIV/0! | #DIV/0! | #DIV/0! | #DIV/0! | #DIV/0! | #DIV/0! | #DIV/0! | #DIV/0! | #DIV/0! | #DIV/0! | #DIV/0! | #DIV/0! | #DIV/0! | #DIV/0! | #DIV/0! | #DIV/0! | #DIV/0! | #DIV/0! | #DIV/0! | #DIV/0! | #DIV/0! | #DIV/0! | #DIV/0! | #DIV/0! | #DIV/0! | #DIV/0! | #DIV/0! | #DIV/0! | #DIV/0! | #DIV/0! | #DIV/0! | #DIV/0! | #DIV/0! | #DIV/0! | #DIV/0! | #DIV/0! | #DIV/0! | #DIV/0! | #DIV/0! | #DIV/0! | #DIV/0! | #DIV/0! | #DIV/0! | #DIV/0! | #DIV/0! | #DIV/0! | #DIV/0! | #DIV/0! | #DIV/0! | #DIV/0! | #DIV/0! | #DIV/0! | #DIV/0! | #DIV/0! | #DIV/0! | #DIV/0! | #DIV/0! | #DIV/0! | #DIV/0! | #DIV/0! | #DIV/0! | #DIV/0! | #DIV/0! | #DIV/0! | #DIV/0! | #DIV/0! | #DIV/0! | #DIV/0! | #DIV/0! | #DIV/0! | #DIV/0! | #DIV/0! | #DIV/0! | #DIV/0! | #DIV/0! | 31.2467 | 39.2039 | 38.7611 | 42.4579 | 39.9838 | 40.3061 | 35.6044 | 26.4052 | #DIV/0! | #DIV/0! | #DIV/0! | #DIV/0! | #DIV/0! | #DIV/0! | #DIV/0! | #DIV/0! | #DIV/0! | #DIV/0! | #DIV/0! | #DIV/0! | #DIV/0! | #DIV/0! | #DIV/0! | #DIV/0! | #DIV/0! | #DIV/0!
0 | 0 | 0 | 0 | 400 | 900 | #DIV/0! | #DIV/0! | -0.98585 | -7.1 | 46.486 | #DIV/0! | #DIV/0! | #DIV/0! | #DIV/0! | #DIV/0! | #DIV/0! | #DIV/0! | #DIV/0! | #DIV/0! | #DIV/0! | #DIV/0! | #DIV/0! | #DIV/0! | #DIV/0! | #DIV/0! | #DIV/0! | #DIV/0! | #DIV/0! | #DIV/0! | #DIV/0! | #DIV/0! | #DIV/0! | #DIV/0! | #DIV/0! | #DIV/0! | #DIV/0! | #DIV/0! | #DIV/0! | #DIV/0! | #DIV/0! | #DIV/0! | #DIV/0! | #DIV/0! | #DIV/0! | #DIV/0! | #DIV/0! | #DIV/0! | #DIV/0! | #DIV/0! | #DIV/0! | #DIV/0! | #DIV/0! | #DIV/0! | #DIV/0! | #DIV/0! | #DIV/0! | #DIV/0! | #DIV/0! | #DIV/0! | #DIV/0! | #DIV/0! | #DIV/0! | #DIV/0! | #DIV/0! | #DIV/0! | #DIV/0! | #DIV/0! | #DIV/0! | #DIV/0! | #DIV/0! | #DIV/0! | #DIV/0! | #DIV/0! | #DIV/0! | #DIV/0! | #DIV/0! | #DIV/0! | #DIV/0! | #DIV/0! | #DIV/0! | #DIV/0! | #DIV/0! | #DIV/0! | #DIV/0! | #DIV/0! | #DIV/0! | #DIV/0! | 31.2467 | 39.2039 | 38.7611 | 42.4579 | 39.9838 | 40.3061 | 35.6044 | 26.4052 | #DIV/0! | #DIV/0! | #DIV/0! | #DIV/0! | #DIV/0! | #DIV/0! | #DIV/0! | #DIV/0! | #DIV/0! | #DIV/0! | #DIV/0! | #DIV/0! | #DIV/0! | #DIV/0! | #DIV/0! | #DIV/0! | #DIV/0! | #DIV/0!
0 | 0 | 0 | 0 | 400 | 900 | #DIV/0! | #DIV/0! | -0.98585 | -7.1 | 46.486 | #DIV/0! | #DIV/0! | #DIV/0! | #DIV/0! | #DIV/0! | #DIV/0! | #DIV/0! | #DIV/0! | #DIV/0! | #DIV/0! | #DIV/0! | #DIV/0! | #DIV/0! | #DIV/0! | #DIV/0! | #DIV/0! | #DIV/0! | #DIV/0! | #DIV/0! | #DIV/0! | #DIV/0! | #DIV/0! | #DIV/0! | #DIV/0! | #DIV/0! | #DIV/0! | #DIV/0! | #DIV/0! | #DIV/0! | #DIV/0! | #DIV/0! | #DIV/0! | #DIV/0! | #DIV/0! | #DIV/0! | #DIV/0! | #DIV/0! | #DIV/0! | #DIV/0! | #DIV/0! | #DIV/0! | #DIV/0! | #DIV/0! | #DIV/0! | #DIV/0! | #DIV/0! | #DIV/0! | #DIV/0! | #DIV/0! | #DIV/0! | #DIV/0! | #DIV/0! | #DIV/0! | #DIV/0! | #DIV/0! | #DIV/0! | #DIV/0! | #DIV/0! | #DIV/0! | #DIV/0! | #DIV/0! | #DIV/0! | #DIV/0! | #DIV/0! | #DIV/0! | #DIV/0! | #DIV/0! | #DIV/0! | #DIV/0! | #DIV/0! | #DIV/0! | #DIV/0! | #DIV/0! | #DIV/0! | #DIV/0! | #DIV/0! | #DIV/0! | 31.2467 | 39.2039 | 38.7611 | 42.4579 | 39.9838 | 40.3061 | 35.6044 | 26.4052 | #DIV/0! | #DIV/0! | #DIV/0! | #DIV/0! | #DIV/0! | #DIV/0! | #DIV/0! | #DIV/0! | #DIV/0! | #DIV/0! | #DIV/0! | #DIV/0! | #DIV/0! | #DIV/0! | #DIV/0! | #DIV/0! | #DIV/0! | #DIV/0!
0 | 0 | 0 | 0 | 400 | 900 | #DIV/0! | #DIV/0! | -0.98585 | -7.1 | 46.486 | #DIV/0! | #DIV/0! | #DIV/0! | #DIV/0! | #DIV/0! | #DIV/0! | #DIV/0! | #DIV/0! | #DIV/0! | #DIV/0! | #DIV/0! | #DIV/0! | #DIV/0! | #DIV/0! | #DIV/0! | #DIV/0! | #DIV/0! | #DIV/0! | #DIV/0! | #DIV/0! | #DIV/0! | #DIV/0! | #DIV/0! | #DIV/0! | #DIV/0! | #DIV/0! | #DIV/0! | #DIV/0! | #DIV/0! | #DIV/0! | #DIV/0! | #DIV/0! | #DIV/0! | #DIV/0! | #DIV/0! | #DIV/0! | #DIV/0! | #DIV/0! | #DIV/0! | #DIV/0! | #DIV/0! | #DIV/0! | #DIV/0! | #DIV/0! | #DIV/0! | #DIV/0! | #DIV/0! | #DIV/0! | #DIV/0! | #DIV/0! | #DIV/0! | #DIV/0! | #DIV/0! | #DIV/0! | #DIV/0! | #DIV/0! | #DIV/0! | #DIV/0! | #DIV/0! | #DIV/0! | #DIV/0! | #DIV/0! | #DIV/0! | #DIV/0! | #DIV/0! | #DIV/0! | #DIV/0! | #DIV/0! | #DIV/0! | #DIV/0! | #DIV/0! | #DIV/0! | #DIV/0! | #DIV/0! | #DIV/0! | #DIV/0! | #DIV/0! | 31.2467 | 39.2039 | 38.7611 | 42.4579 | 39.9838 | 40.3061 | 35.6044 | 26.4052 | #DIV/0! | #DIV/0! | #DIV/0! | #DIV/0! | #DIV/0! | #DIV/0! | #DIV/0! | #DIV/0! | #DIV/0! | #DIV/0! | #DIV/0! | #DIV/0! | #DIV/0! | #DIV/0! | #DIV/0! | #DIV/0! | #DIV/0! | #DIV/0!
0 | 0 | 0 | 0 | 400 | 900 | #DIV/0! | #DIV/0! | -0.98585 | -7.1 | 46.486 | #DIV/0! | #DIV/0! | #DIV/0! | #DIV/0! | #DIV/0! | #DIV/0! | #DIV/0! | #DIV/0! | #DIV/0! | #DIV/0! | #DIV/0! | #DIV/0! | #DIV/0! | #DIV/0! | #DIV/0! | #DIV/0! | #DIV/0! | #DIV/0! | #DIV/0! | #DIV/0! | #DIV/0! | #DIV/0! | #DIV/0! | #DIV/0! | #DIV/0! | #DIV/0! | #DIV/0! | #DIV/0! | #DIV/0! | #DIV/0! | #DIV/0! | #DIV/0! | #DIV/0! | #DIV/0! | #DIV/0! | #DIV/0! | #DIV/0! | #DIV/0! | #DIV/0! | #DIV/0! | #DIV/0! | #DIV/0! | #DIV/0! | #DIV/0! | #DIV/0! | #DIV/0! | #DIV/0! | #DIV/0! | #DIV/0! | #DIV/0! | #DIV/0! | #DIV/0! | #DIV/0! | #DIV/0! | #DIV/0! | #DIV/0! | #DIV/0! | #DIV/0! | #DIV/0! | #DIV/0! | #DIV/0! | #DIV/0! | #DIV/0! | #DIV/0! | #DIV/0! | #DIV/0! | #DIV/0! | #DIV/0! | #DIV/0! | #DIV/0! | #DIV/0! | #DIV/0! | #DIV/0! | #DIV/0! | #DIV/0! | #DIV/0! | #DIV/0! | 31.2467 | 39.2039 | 38.7611 | 42.4579 | 39.9838 | 40.3061 | 35.6044 | 26.4052 | #DIV/0! | #DIV/0! | #DIV/0! | #DIV/0! | #DIV/0! | #DIV/0! | #DIV/0! | #DIV/0! | #DIV/0! | #DIV/0! | #DIV/0! | #DIV/0! | #DIV/0! | #DIV/0! | #DIV/0! | #DIV/0! | #DIV/0! | #DIV/0!
0 | 0 | 0 | 0 | 400 | 900 | #DIV/0! | #DIV/0! | -0.98585 | -7.1 | 46.486 | #DIV/0! | #DIV/0! | #DIV/0! | #DIV/0! | #DIV/0! | #DIV/0! | #DIV/0! | #DIV/0! | #DIV/0! | #DIV/0! | #DIV/0! | #DIV/0! | #DIV/0! | #DIV/0! | #DIV/0! | #DIV/0! | #DIV/0! | #DIV/0! | #DIV/0! | #DIV/0! | #DIV/0! | #DIV/0! | #DIV/0! | #DIV/0! | #DIV/0! | #DIV/0! | #DIV/0! | #DIV/0! | #DIV/0! | #DIV/0! | #DIV/0! | #DIV/0! | #DIV/0! | #DIV/0! | #DIV/0! | #DIV/0! | #DIV/0! | #DIV/0! | #DIV/0! | #DIV/0! | #DIV/0! | #DIV/0! | #DIV/0! | #DIV/0! | #DIV/0! | #DIV/0! | #DIV/0! | #DIV/0! | #DIV/0! | #DIV/0! | #DIV/0! | #DIV/0! | #DIV/0! | #DIV/0! | #DIV/0! | #DIV/0! | #DIV/0! | #DIV/0! | #DIV/0! | #DIV/0! | #DIV/0! | #DIV/0! | #DIV/0! | #DIV/0! | #DIV/0! | #DIV/0! | #DIV/0! | #DIV/0! | #DIV/0! | #DIV/0! | #DIV/0! | #DIV/0! | #DIV/0! | #DIV/0! | #DIV/0! | #DIV/0! | #DIV/0! | 31.2467 | 39.2039 | 38.7611 | 42.4579 | 39.9838 | 40.3061 | 35.6044 | 26.4052 | #DIV/0! | #DIV/0! | #DIV/0! | #DIV/0! | #DIV/0! | #DIV/0! | #DIV/0! | #DIV/0! | #DIV/0! | #DIV/0! | #DIV/0! | #DIV/0! | #DIV/0! | #DIV/0! | #DIV/0! | #DIV/0! | #DIV/0! | #DIV/0!
0 | 0 | 0 | 0 | 400 | 900 | #DIV/0! | #DIV/0! | -0.98585 | -7.1 | 46.486 | #DIV/0! | #DIV/0! | #DIV/0! | #DIV/0! | #DIV/0! | #DIV/0! | #DIV/0! | #DIV/0! | #DIV/0! | #DIV/0! | #DIV/0! | #DIV/0! | #DIV/0! | #DIV/0! | #DIV/0! | #DIV/0! | #DIV/0! | #DIV/0! | #DIV/0! | #DIV/0! | #DIV/0! | #DIV/0! | #DIV/0! | #DIV/0! | #DIV/0! | #DIV/0! | #DIV/0! | #DIV/0! | #DIV/0! | #DIV/0! | #DIV/0! | #DIV/0! | #DIV/0! | #DIV/0! | #DIV/0! | #DIV/0! | #DIV/0! | #DIV/0! | #DIV/0! | #DIV/0! | #DIV/0! | #DIV/0! | #DIV/0! | #DIV/0! | #DIV/0! | #DIV/0! | #DIV/0! | #DIV/0! | #DIV/0! | #DIV/0! | #DIV/0! | #DIV/0! | #DIV/0! | #DIV/0! | #DIV/0! | #DIV/0! | #DIV/0! | #DIV/0! | #DIV/0! | #DIV/0! | #DIV/0! | #DIV/0! | #DIV/0! | #DIV/0! | #DIV/0! | #DIV/0! | #DIV/0! | #DIV/0! | #DIV/0! | #DIV/0! | #DIV/0! | #DIV/0! | #DIV/0! | #DIV/0! | #DIV/0! | #DIV/0! | #DIV/0! | 31.2467 | 39.2039 | 38.7611 | 42.4579 | 39.9838 | 40.3061 | 35.6044 | 26.4052 | #DIV/0! | #DIV/0! | #DIV/0! | #DIV/0! | #DIV/0! | #DIV/0! | #DIV/0! | #DIV/0! | #DIV/0! | #DIV/0! | #DIV/0! | #DIV/0! | #DIV/0! | #DIV/0! | #DIV/0! | #DIV/0! | #DIV/0! | #DIV/0!
0 | 0 | 0 | 0 | 400 | 900 | #DIV/0! | #DIV/0! | -0.98585 | -7.1 | 46.486 | #DIV/0! | #DIV/0! | #DIV/0! | #DIV/0! | #DIV/0! | #DIV/0! | #DIV/0! | #DIV/0! | #DIV/0! | #DIV/0! | #DIV/0! | #DIV/0! | #DIV/0! | #DIV/0! | #DIV/0! | #DIV/0! | #DIV/0! | #DIV/0! | #DIV/0! | #DIV/0! | #DIV/0! | #DIV/0! | #DIV/0! | #DIV/0! | #DIV/0! | #DIV/0! | #DIV/0! | #DIV/0! | #DIV/0! | #DIV/0! | #DIV/0! | #DIV/0! | #DIV/0! | #DIV/0! | #DIV/0! | #DIV/0! | #DIV/0! | #DIV/0! | #DIV/0! | #DIV/0! | #DIV/0! | #DIV/0! | #DIV/0! | #DIV/0! | #DIV/0! | #DIV/0! | #DIV/0! | #DIV/0! | #DIV/0! | #DIV/0! | #DIV/0! | #DIV/0! | #DIV/0! | #DIV/0! | #DIV/0! | #DIV/0! | #DIV/0! | #DIV/0! | #DIV/0! | #DIV/0! | #DIV/0! | #DIV/0! | #DIV/0! | #DIV/0! | #DIV/0! | #DIV/0! | #DIV/0! | #DIV/0! | #DIV/0! | #DIV/0! | #DIV/0! | #DIV/0! | #DIV/0! | #DIV/0! | #DIV/0! | #DIV/0! | #DIV/0! | 31.2467 | 39.2039 | 38.7611 | 42.4579 | 39.9838 | 40.3061 | 35.6044 | 26.4052 | #DIV/0! | #DIV/0! | #DIV/0! | #DIV/0! | #DIV/0! | #DIV/0! | #DIV/0! | #DIV/0! | #DIV/0! | #DIV/0! | #DIV/0! | #DIV/0! | #DIV/0! | #DIV/0! | #DIV/0! | #DIV/0! | #DIV/0! | #DIV/0!
0 | 0 | 0 | 0 | 400 | 900 | #DIV/0! | #DIV/0! | -0.98585 | -7.1 | 46.486 | #DIV/0! | #DIV/0! | #DIV/0! | #DIV/0! | #DIV/0! | #DIV/0! | #DIV/0! | #DIV/0! | #DIV/0! | #DIV/0! | #DIV/0! | #DIV/0! | #DIV/0! | #DIV/0! | #DIV/0! | #DIV/0! | #DIV/0! | #DIV/0! | #DIV/0! | #DIV/0! | #DIV/0! | #DIV/0! | #DIV/0! | #DIV/0! | #DIV/0! | #DIV/0! | #DIV/0! | #DIV/0! | #DIV/0! | #DIV/0! | #DIV/0! | #DIV/0! | #DIV/0! | #DIV/0! | #DIV/0! | #DIV/0! | #DIV/0! | #DIV/0! | #DIV/0! | #DIV/0! | #DIV/0! | #DIV/0! | #DIV/0! | #DIV/0! | #DIV/0! | #DIV/0! | #DIV/0! | #DIV/0! | #DIV/0! | #DIV/0! | #DIV/0! | #DIV/0! | #DIV/0! | #DIV/0! | #DIV/0! | #DIV/0! | #DIV/0! | #DIV/0! | #DIV/0! | #DIV/0! | #DIV/0! | #DIV/0! | #DIV/0! | #DIV/0! | #DIV/0! | #DIV/0! | #DIV/0! | #DIV/0! | #DIV/0! | #DIV/0! | #DIV/0! | #DIV/0! | #DIV/0! | #DIV/0! | #DIV/0! | #DIV/0! | #DIV/0! | 31.2467 | 39.2039 | 38.7611 | 42.4579 | 39.9838 | 40.3061 | 35.6044 | 26.4052 | #DIV/0! | #DIV/0! | #DIV/0! | #DIV/0! | #DIV/0! | #DIV/0! | #DIV/0! | #DIV/0! | #DIV/0! | #DIV/0! | #DIV/0! | #DIV/0! | #DIV/0! | #DIV/0! | #DIV/0! | #DIV/0! | #DIV/0! | #DIV/0!
0 | 0 | 0 | 0 | 400 | 900 | #DIV/0! | #DIV/0! | -0.98585 | -7.1 | 46.486 | #DIV/0! | #DIV/0! | #DIV/0! | #DIV/0! | #DIV/0! | #DIV/0! | #DIV/0! | #DIV/0! | #DIV/0! | #DIV/0! | #DIV/0! | #DIV/0! | #DIV/0! | #DIV/0! | #DIV/0! | #DIV/0! | #DIV/0! | #DIV/0! | #DIV/0! | #DIV/0! | #DIV/0! | #DIV/0! | #DIV/0! | #DIV/0! | #DIV/0! | #DIV/0! | #DIV/0! | #DIV/0! | #DIV/0! | #DIV/0! | #DIV/0! | #DIV/0! | #DIV/0! | #DIV/0! | #DIV/0! | #DIV/0! | #DIV/0! | #DIV/0! | #DIV/0! | #DIV/0! | #DIV/0! | #DIV/0! | #DIV/0! | #DIV/0! | #DIV/0! | #DIV/0! | #DIV/0! | #DIV/0! | #DIV/0! | #DIV/0! | #DIV/0! | #DIV/0! | #DIV/0! | #DIV/0! | #DIV/0! | #DIV/0! | #DIV/0! | #DIV/0! | #DIV/0! | #DIV/0! | #DIV/0! | #DIV/0! | #DIV/0! | #DIV/0! | #DIV/0! | #DIV/0! | #DIV/0! | #DIV/0! | #DIV/0! | #DIV/0! | #DIV/0! | #DIV/0! | #DIV/0! | #DIV/0! | #DIV/0! | #DIV/0! | #DIV/0! | 31.2467 | 39.2039 | 38.7611 | 42.4579 | 39.9838 | 40.3061 | 35.6044 | 26.4052 | #DIV/0! | #DIV/0! | #DIV/0! | #DIV/0! | #DIV/0! | #DIV/0! | #DIV/0! | #DIV/0! | #DIV/0! | #DIV/0! | #DIV/0! | #DIV/0! | #DIV/0! | #DIV/0! | #DIV/0! | #DIV/0! | #DIV/0! | #DIV/0!
0 | 0 | 0 | 0 | 400 | 900 | #DIV/0! | #DIV/0! | -0.98585 | -7.1 | 46.486 | #DIV/0! | #DIV/0! | #DIV/0! | #DIV/0! | #DIV/0! | #DIV/0! | #DIV/0! | #DIV/0! | #DIV/0! | #DIV/0! | #DIV/0! | #DIV/0! | #DIV/0! | #DIV/0! | #DIV/0! | #DIV/0! | #DIV/0! | #DIV/0! | #DIV/0! | #DIV/0! | #DIV/0! | #DIV/0! | #DIV/0! | #DIV/0! | #DIV/0! | #DIV/0! | #DIV/0! | #DIV/0! | #DIV/0! | #DIV/0! | #DIV/0! | #DIV/0! | #DIV/0! | #DIV/0! | #DIV/0! | #DIV/0! | #DIV/0! | #DIV/0! | #DIV/0! | #DIV/0! | #DIV/0! | #DIV/0! | #DIV/0! | #DIV/0! | #DIV/0! | #DIV/0! | #DIV/0! | #DIV/0! | #DIV/0! | #DIV/0! | #DIV/0! | #DIV/0! | #DIV/0! | #DIV/0! | #DIV/0! | #DIV/0! | #DIV/0! | #DIV/0! | #DIV/0! | #DIV/0! | #DIV/0! | #DIV/0! | #DIV/0! | #DIV/0! | #DIV/0! | #DIV/0! | #DIV/0! | #DIV/0! | #DIV/0! | #DIV/0! | #DIV/0! | #DIV/0! | #DIV/0! | #DIV/0! | #DIV/0! | #DIV/0! | #DIV/0! | 31.2467 | 39.2039 | 38.7611 | 42.4579 | 39.9838 | 40.3061 | 35.6044 | 26.4052 | #DIV/0! | #DIV/0! | #DIV/0! | #DIV/0! | #DIV/0! | #DIV/0! | #DIV/0! | #DIV/0! | #DIV/0! | #DIV/0! | #DIV/0! | #DIV/0! | #DIV/0! | #DIV/0! | #DIV/0! | #DIV/0! | #DIV/0! | #DIV/0!
0 | 0 | 0 | 0 | 400 | 900 | #DIV/0! | #DIV/0! | -0.98585 | -7.1 | 46.486 | #DIV/0! | #DIV/0! | #DIV/0! | #DIV/0! | #DIV/0! | #DIV/0! | #DIV/0! | #DIV/0! | #DIV/0! | #DIV/0! | #DIV/0! | #DIV/0! | #DIV/0! | #DIV/0! | #DIV/0! | #DIV/0! | #DIV/0! | #DIV/0! | #DIV/0! | #DIV/0! | #DIV/0! | #DIV/0! | #DIV/0! | #DIV/0! | #DIV/0! | #DIV/0! | #DIV/0! | #DIV/0! | #DIV/0! | #DIV/0! | #DIV/0! | #DIV/0! | #DIV/0! | #DIV/0! | #DIV/0! | #DIV/0! | #DIV/0! | #DIV/0! | #DIV/0! | #DIV/0! | #DIV/0! | #DIV/0! | #DIV/0! | #DIV/0! | #DIV/0! | #DIV/0! | #DIV/0! | #DIV/0! | #DIV/0! | #DIV/0! | #DIV/0! | #DIV/0! | #DIV/0! | #DIV/0! | #DIV/0! | #DIV/0! | #DIV/0! | #DIV/0! | #DIV/0! | #DIV/0! | #DIV/0! | #DIV/0! | #DIV/0! | #DIV/0! | #DIV/0! | #DIV/0! | #DIV/0! | #DIV/0! | #DIV/0! | #DIV/0! | #DIV/0! | #DIV/0! | #DIV/0! | #DIV/0! | #DIV/0! | #DIV/0! | #DIV/0! | 31.2467 | 39.2039 | 38.7611 | 42.4579 | 39.9838 | 40.3061 | 35.6044 | 26.4052 | #DIV/0! | #DIV/0! | #DIV/0! | #DIV/0! | #DIV/0! | #DIV/0! | #DIV/0! | #DIV/0! | #DIV/0! | #DIV/0! | #DIV/0! | #DIV/0! | #DIV/0! | #DIV/0! | #DIV/0! | #DIV/0! | #DIV/0! | #DIV/0!
0 | 0 | 0 | 0 | 400 | 900 | #DIV/0! | #DIV/0! | -0.98585 | -7.1 | 46.486 | #DIV/0! | #DIV/0! | #DIV/0! | #DIV/0! | #DIV/0! | #DIV/0! | #DIV/0! | #DIV/0! | #DIV/0! | #DIV/0! | #DIV/0! | #DIV/0! | #DIV/0! | #DIV/0! | #DIV/0! | #DIV/0! | #DIV/0! | #DIV/0! | #DIV/0! | #DIV/0! | #DIV/0! | #DIV/0! | #DIV/0! | #DIV/0! | #DIV/0! | #DIV/0! | #DIV/0! | #DIV/0! | #DIV/0! | #DIV/0! | #DIV/0! | #DIV/0! | #DIV/0! | #DIV/0! | #DIV/0! | #DIV/0! | #DIV/0! | #DIV/0! | #DIV/0! | #DIV/0! | #DIV/0! | #DIV/0! | #DIV/0! | #DIV/0! | #DIV/0! | #DIV/0! | #DIV/0! | #DIV/0! | #DIV/0! | #DIV/0! | #DIV/0! | #DIV/0! | #DIV/0! | #DIV/0! | #DIV/0! | #DIV/0! | #DIV/0! | #DIV/0! | #DIV/0! | #DIV/0! | #DIV/0! | #DIV/0! | #DIV/0! | #DIV/0! | #DIV/0! | #DIV/0! | #DIV/0! | #DIV/0! | #DIV/0! | #DIV/0! | #DIV/0! | #DIV/0! | #DIV/0! | #DIV/0! | #DIV/0! | #DIV/0! | #DIV/0! | 31.2467 | 39.2039 | 38.7611 | 42.4579 | 39.9838 | 40.3061 | 35.6044 | 26.4052 | #DIV/0! | #DIV/0! | #DIV/0! | #DIV/0! | #DIV/0! | #DIV/0! | #DIV/0! | #DIV/0! | #DIV/0! | #DIV/0! | #DIV/0! | #DIV/0! | #DIV/0! | #DIV/0! | #DIV/0! | #DIV/0! | #DIV/0! | #DIV/0!
0 | 0 | 0 | 0 | 400 | 900 | #DIV/0! | #DIV/0! | -0.98585 | -7.1 | 46.486 | #DIV/0! | #DIV/0! | #DIV/0! | #DIV/0! | #DIV/0! | #DIV/0! | #DIV/0! | #DIV/0! | #DIV/0! | #DIV/0! | #DIV/0! | #DIV/0! | #DIV/0! | #DIV/0! | #DIV/0! | #DIV/0! | #DIV/0! | #DIV/0! | #DIV/0! | #DIV/0! | #DIV/0! | #DIV/0! | #DIV/0! | #DIV/0! | #DIV/0! | #DIV/0! | #DIV/0! | #DIV/0! | #DIV/0! | #DIV/0! | #DIV/0! | #DIV/0! | #DIV/0! | #DIV/0! | #DIV/0! | #DIV/0! | #DIV/0! | #DIV/0! | #DIV/0! | #DIV/0! | #DIV/0! | #DIV/0! | #DIV/0! | #DIV/0! | #DIV/0! | #DIV/0! | #DIV/0! | #DIV/0! | #DIV/0! | #DIV/0! | #DIV/0! | #DIV/0! | #DIV/0! | #DIV/0! | #DIV/0! | #DIV/0! | #DIV/0! | #DIV/0! | #DIV/0! | #DIV/0! | #DIV/0! | #DIV/0! | #DIV/0! | #DIV/0! | #DIV/0! | #DIV/0! | #DIV/0! | #DIV/0! | #DIV/0! | #DIV/0! | #DIV/0! | #DIV/0! | #DIV/0! | #DIV/0! | #DIV/0! | #DIV/0! | #DIV/0! | 31.2467 | 39.2039 | 38.7611 | 42.4579 | 39.9838 | 40.3061 | 35.6044 | 26.4052 | #DIV/0! | #DIV/0! | #DIV/0! | #DIV/0! | #DIV/0! | #DIV/0! | #DIV/0! | #DIV/0! | #DIV/0! | #DIV/0! | #DIV/0! | #DIV/0! | #DIV/0! | #DIV/0! | #DIV/0! | #DIV/0! | #DIV/0! | #DIV/0!
0 | 0 | 0 | 0 | 400 | 900 | #DIV/0! | #DIV/0! | -0.98585 | -7.1 | 46.486 | #DIV/0! | #DIV/0! | #DIV/0! | #DIV/0! | #DIV/0! | #DIV/0! | #DIV/0! | #DIV/0! | #DIV/0! | #DIV/0! | #DIV/0! | #DIV/0! | #DIV/0! | #DIV/0! | #DIV/0! | #DIV/0! | #DIV/0! | #DIV/0! | #DIV/0! | #DIV/0! | #DIV/0! | #DIV/0! | #DIV/0! | #DIV/0! | #DIV/0! | #DIV/0! | #DIV/0! | #DIV/0! | #DIV/0! | #DIV/0! | #DIV/0! | #DIV/0! | #DIV/0! | #DIV/0! | #DIV/0! | #DIV/0! | #DIV/0! | #DIV/0! | #DIV/0! | #DIV/0! | #DIV/0! | #DIV/0! | #DIV/0! | #DIV/0! | #DIV/0! | #DIV/0! | #DIV/0! | #DIV/0! | #DIV/0! | #DIV/0! | #DIV/0! | #DIV/0! | #DIV/0! | #DIV/0! | #DIV/0! | #DIV/0! | #DIV/0! | #DIV/0! | #DIV/0! | #DIV/0! | #DIV/0! | #DIV/0! | #DIV/0! | #DIV/0! | #DIV/0! | #DIV/0! | #DIV/0! | #DIV/0! | #DIV/0! | #DIV/0! | #DIV/0! | #DIV/0! | #DIV/0! | #DIV/0! | #DIV/0! | #DIV/0! | #DIV/0! | 31.2467 | 39.2039 | 38.7611 | 42.4579 | 39.9838 | 40.3061 | 35.6044 | 26.4052 | #DIV/0! | #DIV/0! | #DIV/0! | #DIV/0! | #DIV/0! | #DIV/0! | #DIV/0! | #DIV/0! | #DIV/0! | #DIV/0! | #DIV/0! | #DIV/0! | #DIV/0! | #DIV/0! | #DIV/0! | #DIV/0! | #DIV/0! | #DIV/0!
0 | 0 | 0 | 0 | 400 | 900 | #DIV/0! | #DIV/0! | -0.98585 | -7.1 | 46.486 | #DIV/0! | #DIV/0! | #DIV/0! | #DIV/0! | #DIV/0! | #DIV/0! | #DIV/0! | #DIV/0! | #DIV/0! | #DIV/0! | #DIV/0! | #DIV/0! | #DIV/0! | #DIV/0! | #DIV/0! | #DIV/0! | #DIV/0! | #DIV/0! | #DIV/0! | #DIV/0! | #DIV/0! | #DIV/0! | #DIV/0! | #DIV/0! | #DIV/0! | #DIV/0! | #DIV/0! | #DIV/0! | #DIV/0! | #DIV/0! | #DIV/0! | #DIV/0! | #DIV/0! | #DIV/0! | #DIV/0! | #DIV/0! | #DIV/0! | #DIV/0! | #DIV/0! | #DIV/0! | #DIV/0! | #DIV/0! | #DIV/0! | #DIV/0! | #DIV/0! | #DIV/0! | #DIV/0! | #DIV/0! | #DIV/0! | #DIV/0! | #DIV/0! | #DIV/0! | #DIV/0! | #DIV/0! | #DIV/0! | #DIV/0! | #DIV/0! | #DIV/0! | #DIV/0! | #DIV/0! | #DIV/0! | #DIV/0! | #DIV/0! | #DIV/0! | #DIV/0! | #DIV/0! | #DIV/0! | #DIV/0! | #DIV/0! | #DIV/0! | #DIV/0! | #DIV/0! | #DIV/0! | #DIV/0! | #DIV/0! | #DIV/0! | #DIV/0! | 31.2467 | 39.2039 | 38.7611 | 42.4579 | 39.9838 | 40.3061 | 35.6044 | 26.4052 | #DIV/0! | #DIV/0! | #DIV/0! | #DIV/0! | #DIV/0! | #DIV/0! | #DIV/0! | #DIV/0! | #DIV/0! | #DIV/0! | #DIV/0! | #DIV/0! | #DIV/0! | #DIV/0! | #DIV/0! | #DIV/0! | #DIV/0! | #DIV/0!
0 | 0 | 0 | 0 | 400 | 900 | #DIV/0! | #DIV/0! | -0.98585 | -7.1 | 46.486 | #DIV/0! | #DIV/0! | #DIV/0! | #DIV/0! | #DIV/0! | #DIV/0! | #DIV/0! | #DIV/0! | #DIV/0! | #DIV/0! | #DIV/0! | #DIV/0! | #DIV/0! | #DIV/0! | #DIV/0! | #DIV/0! | #DIV/0! | #DIV/0! | #DIV/0! | #DIV/0! | #DIV/0! | #DIV/0! | #DIV/0! | #DIV/0! | #DIV/0! | #DIV/0! | #DIV/0! | #DIV/0! | #DIV/0! | #DIV/0! | #DIV/0! | #DIV/0! | #DIV/0! | #DIV/0! | #DIV/0! | #DIV/0! | #DIV/0! | #DIV/0! | #DIV/0! | #DIV/0! | #DIV/0! | #DIV/0! | #DIV/0! | #DIV/0! | #DIV/0! | #DIV/0! | #DIV/0! | #DIV/0! | #DIV/0! | #DIV/0! | #DIV/0! | #DIV/0! | #DIV/0! | #DIV/0! | #DIV/0! | #DIV/0! | #DIV/0! | #DIV/0! | #DIV/0! | #DIV/0! | #DIV/0! | #DIV/0! | #DIV/0! | #DIV/0! | #DIV/0! | #DIV/0! | #DIV/0! | #DIV/0! | #DIV/0! | #DIV/0! | #DIV/0! | #DIV/0! | #DIV/0! | #DIV/0! | #DIV/0! | #DIV/0! | #DIV/0! | 31.2467 | 39.2039 | 38.7611 | 42.4579 | 39.9838 | 40.3061 | 35.6044 | 26.4052 | #DIV/0! | #DIV/0! | #DIV/0! | #DIV/0! | #DIV/0! | #DIV/0! | #DIV/0! | #DIV/0! | #DIV/0! | #DIV/0! | #DIV/0! | #DIV/0! | #DIV/0! | #DIV/0! | #DIV/0! | #DIV/0! | #DIV/0! | #DIV/0!
0 | 0 | 0 | 0 | 400 | 900 | #DIV/0! | #DIV/0! | -0.98585 | -7.1 | 46.486 | #DIV/0! | #DIV/0! | #DIV/0! | #DIV/0! | #DIV/0! | #DIV/0! | #DIV/0! | #DIV/0! | #DIV/0! | #DIV/0! | #DIV/0! | #DIV/0! | #DIV/0! | #DIV/0! | #DIV/0! | #DIV/0! | #DIV/0! | #DIV/0! | #DIV/0! | #DIV/0! | #DIV/0! | #DIV/0! | #DIV/0! | #DIV/0! | #DIV/0! | #DIV/0! | #DIV/0! | #DIV/0! | #DIV/0! | #DIV/0! | #DIV/0! | #DIV/0! | #DIV/0! | #DIV/0! | #DIV/0! | #DIV/0! | #DIV/0! | #DIV/0! | #DIV/0! | #DIV/0! | #DIV/0! | #DIV/0! | #DIV/0! | #DIV/0! | #DIV/0! | #DIV/0! | #DIV/0! | #DIV/0! | #DIV/0! | #DIV/0! | #DIV/0! | #DIV/0! | #DIV/0! | #DIV/0! | #DIV/0! | #DIV/0! | #DIV/0! | #DIV/0! | #DIV/0! | #DIV/0! | #DIV/0! | #DIV/0! | #DIV/0! | #DIV/0! | #DIV/0! | #DIV/0! | #DIV/0! | #DIV/0! | #DIV/0! | #DIV/0! | #DIV/0! | #DIV/0! | #DIV/0! | #DIV/0! | #DIV/0! | #DIV/0! | #DIV/0! | 31.2467 | 39.2039 | 38.7611 | 42.4579 | 39.9838 | 40.3061 | 35.6044 | 26.4052 | #DIV/0! | #DIV/0! | #DIV/0! | #DIV/0! | #DIV/0! | #DIV/0! | #DIV/0! | #DIV/0! | #DIV/0! | #DIV/0! | #DIV/0! | #DIV/0! | #DIV/0! | #DIV/0! | #DIV/0! | #DIV/0! | #DIV/0! | #DIV/0!
0 | 0 | 0 | 0 | 400 | 900 | #DIV/0! | #DIV/0! | -0.98585 | -7.1 | 46.486 | #DIV/0! | #DIV/0! | #DIV/0! | #DIV/0! | #DIV/0! | #DIV/0! | #DIV/0! | #DIV/0! | #DIV/0! | #DIV/0! | #DIV/0! | #DIV/0! | #DIV/0! | #DIV/0! | #DIV/0! | #DIV/0! | #DIV/0! | #DIV/0! | #DIV/0! | #DIV/0! | #DIV/0! | #DIV/0! | #DIV/0! | #DIV/0! | #DIV/0! | #DIV/0! | #DIV/0! | #DIV/0! | #DIV/0! | #DIV/0! | #DIV/0! | #DIV/0! | #DIV/0! | #DIV/0! | #DIV/0! | #DIV/0! | #DIV/0! | #DIV/0! | #DIV/0! | #DIV/0! | #DIV/0! | #DIV/0! | #DIV/0! | #DIV/0! | #DIV/0! | #DIV/0! | #DIV/0! | #DIV/0! | #DIV/0! | #DIV/0! | #DIV/0! | #DIV/0! | #DIV/0! | #DIV/0! | #DIV/0! | #DIV/0! | #DIV/0! | #DIV/0! | #DIV/0! | #DIV/0! | #DIV/0! | #DIV/0! | #DIV/0! | #DIV/0! | #DIV/0! | #DIV/0! | #DIV/0! | #DIV/0! | #DIV/0! | #DIV/0! | #DIV/0! | #DIV/0! | #DIV/0! | #DIV/0! | #DIV/0! | #DIV/0! | #DIV/0! | 31.2467 | 39.2039 | 38.7611 | 42.4579 | 39.9838 | 40.3061 | 35.6044 | 26.4052 | #DIV/0! | #DIV/0! | #DIV/0! | #DIV/0! | #DIV/0! | #DIV/0! | #DIV/0! | #DIV/0! | #DIV/0! | #DIV/0! | #DIV/0! | #DIV/0! | #DIV/0! | #DIV/0! | #DIV/0! | #DIV/0! | #DIV/0! | #DIV/0!
0 | 0 | 0 | 0 | 400 | 900 | #DIV/0! | #DIV/0! | -0.98585 | -7.1 | 46.486 | #DIV/0! | #DIV/0! | #DIV/0! | #DIV/0! | #DIV/0! | #DIV/0! | #DIV/0! | #DIV/0! | #DIV/0! | #DIV/0! | #DIV/0! | #DIV/0! | #DIV/0! | #DIV/0! | #DIV/0! | #DIV/0! | #DIV/0! | #DIV/0! | #DIV/0! | #DIV/0! | #DIV/0! | #DIV/0! | #DIV/0! | #DIV/0! | #DIV/0! | #DIV/0! | #DIV/0! | #DIV/0! | #DIV/0! | #DIV/0! | #DIV/0! | #DIV/0! | #DIV/0! | #DIV/0! | #DIV/0! | #DIV/0! | #DIV/0! | #DIV/0! | #DIV/0! | #DIV/0! | #DIV/0! | #DIV/0! | #DIV/0! | #DIV/0! | #DIV/0! | #DIV/0! | #DIV/0! | #DIV/0! | #DIV/0! | #DIV/0! | #DIV/0! | #DIV/0! | #DIV/0! | #DIV/0! | #DIV/0! | #DIV/0! | #DIV/0! | #DIV/0! | #DIV/0! | #DIV/0! | #DIV/0! | #DIV/0! | #DIV/0! | #DIV/0! | #DIV/0! | #DIV/0! | #DIV/0! | #DIV/0! | #DIV/0! | #DIV/0! | #DIV/0! | #DIV/0! | #DIV/0! | #DIV/0! | #DIV/0! | #DIV/0! | #DIV/0! | 31.2467 | 39.2039 | 38.7611 | 42.4579 | 39.9838 | 40.3061 | 35.6044 | 26.4052 | #DIV/0! | #DIV/0! | #DIV/0! | #DIV/0! | #DIV/0! | #DIV/0! | #DIV/0! | #DIV/0! | #DIV/0! | #DIV/0! | #DIV/0! | #DIV/0! | #DIV/0! | #DIV/0! | #DIV/0! | #DIV/0! | #DIV/0! | #DIV/0!
0 | 0 | 0 | 0 | 400 | 900 | #DIV/0! | #DIV/0! | -0.98585 | -7.1 | 46.486 | #DIV/0! | #DIV/0! | #DIV/0! | #DIV/0! | #DIV/0! | #DIV/0! | #DIV/0! | #DIV/0! | #DIV/0! | #DIV/0! | #DIV/0! | #DIV/0! | #DIV/0! | #DIV/0! | #DIV/0! | #DIV/0! | #DIV/0! | #DIV/0! | #DIV/0! | #DIV/0! | #DIV/0! | #DIV/0! | #DIV/0! | #DIV/0! | #DIV/0! | #DIV/0! | #DIV/0! | #DIV/0! | #DIV/0! | #DIV/0! | #DIV/0! | #DIV/0! | #DIV/0! | #DIV/0! | #DIV/0! | #DIV/0! | #DIV/0! | #DIV/0! | #DIV/0! | #DIV/0! | #DIV/0! | #DIV/0! | #DIV/0! | #DIV/0! | #DIV/0! | #DIV/0! | #DIV/0! | #DIV/0! | #DIV/0! | #DIV/0! | #DIV/0! | #DIV/0! | #DIV/0! | #DIV/0! | #DIV/0! | #DIV/0! | #DIV/0! | #DIV/0! | #DIV/0! | #DIV/0! | #DIV/0! | #DIV/0! | #DIV/0! | #DIV/0! | #DIV/0! | #DIV/0! | #DIV/0! | #DIV/0! | #DIV/0! | #DIV/0! | #DIV/0! | #DIV/0! | #DIV/0! | #DIV/0! | #DIV/0! | #DIV/0! | #DIV/0! | 31.2467 | 39.2039 | 38.7611 | 42.4579 | 39.9838 | 40.3061 | 35.6044 | 26.4052 | #DIV/0! | #DIV/0! | #DIV/0! | #DIV/0! | #DIV/0! | #DIV/0! | #DIV/0! | #DIV/0! | #DIV/0! | #DIV/0! | #DIV/0! | #DIV/0! | #DIV/0! | #DIV/0! | #DIV/0! | #DIV/0! | #DIV/0! | #DIV/0!
0 | 0 | 0 | 0 | 400 | 900 | #DIV/0! | #DIV/0! | -0.98585 | -7.1 | 46.486 | #DIV/0! | #DIV/0! | #DIV/0! | #DIV/0! | #DIV/0! | #DIV/0! | #DIV/0! | #DIV/0! | #DIV/0! | #DIV/0! | #DIV/0! | #DIV/0! | #DIV/0! | #DIV/0! | #DIV/0! | #DIV/0! | #DIV/0! | #DIV/0! | #DIV/0! | #DIV/0! | #DIV/0! | #DIV/0! | #DIV/0! | #DIV/0! | #DIV/0! | #DIV/0! | #DIV/0! | #DIV/0! | #DIV/0! | #DIV/0! | #DIV/0! | #DIV/0! | #DIV/0! | #DIV/0! | #DIV/0! | #DIV/0! | #DIV/0! | #DIV/0! | #DIV/0! | #DIV/0! | #DIV/0! | #DIV/0! | #DIV/0! | #DIV/0! | #DIV/0! | #DIV/0! | #DIV/0! | #DIV/0! | #DIV/0! | #DIV/0! | #DIV/0! | #DIV/0! | #DIV/0! | #DIV/0! | #DIV/0! | #DIV/0! | #DIV/0! | #DIV/0! | #DIV/0! | #DIV/0! | #DIV/0! | #DIV/0! | #DIV/0! | #DIV/0! | #DIV/0! | #DIV/0! | #DIV/0! | #DIV/0! | #DIV/0! | #DIV/0! | #DIV/0! | #DIV/0! | #DIV/0! | #DIV/0! | #DIV/0! | #DIV/0! | #DIV/0! | 31.2467 | 39.2039 | 38.7611 | 42.4579 | 39.9838 | 40.3061 | 35.6044 | 26.4052 | #DIV/0! | #DIV/0! | #DIV/0! | #DIV/0! | #DIV/0! | #DIV/0! | #DIV/0! | #DIV/0! | #DIV/0! | #DIV/0! | #DIV/0! | #DIV/0! | #DIV/0! | #DIV/0! | #DIV/0! | #DIV/0! | #DIV/0! | #DIV/0!
0 | 0 | 0 | 0 | 400 | 900 | #DIV/0! | #DIV/0! | -0.98585 | -7.1 | 46.486 | #DIV/0! | #DIV/0! | #DIV/0! | #DIV/0! | #DIV/0! | #DIV/0! | #DIV/0! | #DIV/0! | #DIV/0! | #DIV/0! | #DIV/0! | #DIV/0! | #DIV/0! | #DIV/0! | #DIV/0! | #DIV/0! | #DIV/0! | #DIV/0! | #DIV/0! | #DIV/0! | #DIV/0! | #DIV/0! | #DIV/0! | #DIV/0! | #DIV/0! | #DIV/0! | #DIV/0! | #DIV/0! | #DIV/0! | #DIV/0! | #DIV/0! | #DIV/0! | #DIV/0! | #DIV/0! | #DIV/0! | #DIV/0! | #DIV/0! | #DIV/0! | #DIV/0! | #DIV/0! | #DIV/0! | #DIV/0! | #DIV/0! | #DIV/0! | #DIV/0! | #DIV/0! | #DIV/0! | #DIV/0! | #DIV/0! | #DIV/0! | #DIV/0! | #DIV/0! | #DIV/0! | #DIV/0! | #DIV/0! | #DIV/0! | #DIV/0! | #DIV/0! | #DIV/0! | #DIV/0! | #DIV/0! | #DIV/0! | #DIV/0! | #DIV/0! | #DIV/0! | #DIV/0! | #DIV/0! | #DIV/0! | #DIV/0! | #DIV/0! | #DIV/0! | #DIV/0! | #DIV/0! | #DIV/0! | #DIV/0! | #DIV/0! | #DIV/0! | 31.2467 | 39.2039 | 38.7611 | 42.4579 | 39.9838 | 40.3061 | 35.6044 | 26.4052 | #DIV/0! | #DIV/0! | #DIV/0! | #DIV/0! | #DIV/0! | #DIV/0! | #DIV/0! | #DIV/0! | #DIV/0! | #DIV/0! | #DIV/0! | #DIV/0! | #DIV/0! | #DIV/0! | #DIV/0! | #DIV/0! | #DIV/0! | #DIV/0!
0 | 0 | 0 | 0 | 400 | 900 | #DIV/0! | #DIV/0! | -0.98585 | -7.1 | 46.486 | #DIV/0! | #DIV/0! | #DIV/0! | #DIV/0! | #DIV/0! | #DIV/0! | #DIV/0! | #DIV/0! | #DIV/0! | #DIV/0! | #DIV/0! | #DIV/0! | #DIV/0! | #DIV/0! | #DIV/0! | #DIV/0! | #DIV/0! | #DIV/0! | #DIV/0! | #DIV/0! | #DIV/0! | #DIV/0! | #DIV/0! | #DIV/0! | #DIV/0! | #DIV/0! | #DIV/0! | #DIV/0! | #DIV/0! | #DIV/0! | #DIV/0! | #DIV/0! | #DIV/0! | #DIV/0! | #DIV/0! | #DIV/0! | #DIV/0! | #DIV/0! | #DIV/0! | #DIV/0! | #DIV/0! | #DIV/0! | #DIV/0! | #DIV/0! | #DIV/0! | #DIV/0! | #DIV/0! | #DIV/0! | #DIV/0! | #DIV/0! | #DIV/0! | #DIV/0! | #DIV/0! | #DIV/0! | #DIV/0! | #DIV/0! | #DIV/0! | #DIV/0! | #DIV/0! | #DIV/0! | #DIV/0! | #DIV/0! | #DIV/0! | #DIV/0! | #DIV/0! | #DIV/0! | #DIV/0! | #DIV/0! | #DIV/0! | #DIV/0! | #DIV/0! | #DIV/0! | #DIV/0! | #DIV/0! | #DIV/0! | #DIV/0! | #DIV/0! | 31.2467 | 39.2039 | 38.7611 | 42.4579 | 39.9838 | 40.3061 | 35.6044 | 26.4052 | #DIV/0! | #DIV/0! | #DIV/0! | #DIV/0! | #DIV/0! | #DIV/0! | #DIV/0! | #DIV/0! | #DIV/0! | #DIV/0! | #DIV/0! | #DIV/0! | #DIV/0! | #DIV/0! | #DIV/0! | #DIV/0! | #DIV/0! | #DIV/0!
0 | 0 | 0 | 0 | 400 | 900 | #DIV/0! | #DIV/0! | -0.98585 | -7.1 | 46.486 | #DIV/0! | #DIV/0! | #DIV/0! | #DIV/0! | #DIV/0! | #DIV/0! | #DIV/0! | #DIV/0! | #DIV/0! | #DIV/0! | #DIV/0! | #DIV/0! | #DIV/0! | #DIV/0! | #DIV/0! | #DIV/0! | #DIV/0! | #DIV/0! | #DIV/0! | #DIV/0! | #DIV/0! | #DIV/0! | #DIV/0! | #DIV/0! | #DIV/0! | #DIV/0! | #DIV/0! | #DIV/0! | #DIV/0! | #DIV/0! | #DIV/0! | #DIV/0! | #DIV/0! | #DIV/0! | #DIV/0! | #DIV/0! | #DIV/0! | #DIV/0! | #DIV/0! | #DIV/0! | #DIV/0! | #DIV/0! | #DIV/0! | #DIV/0! | #DIV/0! | #DIV/0! | #DIV/0! | #DIV/0! | #DIV/0! | #DIV/0! | #DIV/0! | #DIV/0! | #DIV/0! | #DIV/0! | #DIV/0! | #DIV/0! | #DIV/0! | #DIV/0! | #DIV/0! | #DIV/0! | #DIV/0! | #DIV/0! | #DIV/0! | #DIV/0! | #DIV/0! | #DIV/0! | #DIV/0! | #DIV/0! | #DIV/0! | #DIV/0! | #DIV/0! | #DIV/0! | #DIV/0! | #DIV/0! | #DIV/0! | #DIV/0! | #DIV/0! | 31.2467 | 39.2039 | 38.7611 | 42.4579 | 39.9838 | 40.3061 | 35.6044 | 26.4052 | #DIV/0! | #DIV/0! | #DIV/0! | #DIV/0! | #DIV/0! | #DIV/0! | #DIV/0! | #DIV/0! | #DIV/0! | #DIV/0! | #DIV/0! | #DIV/0! | #DIV/0! | #DIV/0! | #DIV/0! | #DIV/0! | #DIV/0! | #DIV/0!
0 | 0 | 0 | 0 | 400 | 900 | #DIV/0! | #DIV/0! | -0.98585 | -7.1 | 46.486 | #DIV/0! | #DIV/0! | #DIV/0! | #DIV/0! | #DIV/0! | #DIV/0! | #DIV/0! | #DIV/0! | #DIV/0! | #DIV/0! | #DIV/0! | #DIV/0! | #DIV/0! | #DIV/0! | #DIV/0! | #DIV/0! | #DIV/0! | #DIV/0! | #DIV/0! | #DIV/0! | #DIV/0! | #DIV/0! | #DIV/0! | #DIV/0! | #DIV/0! | #DIV/0! | #DIV/0! | #DIV/0! | #DIV/0! | #DIV/0! | #DIV/0! | #DIV/0! | #DIV/0! | #DIV/0! | #DIV/0! | #DIV/0! | #DIV/0! | #DIV/0! | #DIV/0! | #DIV/0! | #DIV/0! | #DIV/0! | #DIV/0! | #DIV/0! | #DIV/0! | #DIV/0! | #DIV/0! | #DIV/0! | #DIV/0! | #DIV/0! | #DIV/0! | #DIV/0! | #DIV/0! | #DIV/0! | #DIV/0! | #DIV/0! | #DIV/0! | #DIV/0! | #DIV/0! | #DIV/0! | #DIV/0! | #DIV/0! | #DIV/0! | #DIV/0! | #DIV/0! | #DIV/0! | #DIV/0! | #DIV/0! | #DIV/0! | #DIV/0! | #DIV/0! | #DIV/0! | #DIV/0! | #DIV/0! | #DIV/0! | #DIV/0! | #DIV/0! | 31.2467 | 39.2039 | 38.7611 | 42.4579 | 39.9838 | 40.3061 | 35.6044 | 26.4052 | #DIV/0! | #DIV/0! | #DIV/0! | #DIV/0! | #DIV/0! | #DIV/0! | #DIV/0! | #DIV/0! | #DIV/0! | #DIV/0! | #DIV/0! | #DIV/0! | #DIV/0! | #DIV/0! | #DIV/0! | #DIV/0! | #DIV/0! | #DIV/0!
0 | 0 | 0 | 0 | 400 | 900 | #DIV/0! | #DIV/0! | -0.98585 | -7.1 | 46.486 | #DIV/0! | #DIV/0! | #DIV/0! | #DIV/0! | #DIV/0! | #DIV/0! | #DIV/0! | #DIV/0! | #DIV/0! | #DIV/0! | #DIV/0! | #DIV/0! | #DIV/0! | #DIV/0! | #DIV/0! | #DIV/0! | #DIV/0! | #DIV/0! | #DIV/0! | #DIV/0! | #DIV/0! | #DIV/0! | #DIV/0! | #DIV/0! | #DIV/0! | #DIV/0! | #DIV/0! | #DIV/0! | #DIV/0! | #DIV/0! | #DIV/0! | #DIV/0! | #DIV/0! | #DIV/0! | #DIV/0! | #DIV/0! | #DIV/0! | #DIV/0! | #DIV/0! | #DIV/0! | #DIV/0! | #DIV/0! | #DIV/0! | #DIV/0! | #DIV/0! | #DIV/0! | #DIV/0! | #DIV/0! | #DIV/0! | #DIV/0! | #DIV/0! | #DIV/0! | #DIV/0! | #DIV/0! | #DIV/0! | #DIV/0! | #DIV/0! | #DIV/0! | #DIV/0! | #DIV/0! | #DIV/0! | #DIV/0! | #DIV/0! | #DIV/0! | #DIV/0! | #DIV/0! | #DIV/0! | #DIV/0! | #DIV/0! | #DIV/0! | #DIV/0! | #DIV/0! | #DIV/0! | #DIV/0! | #DIV/0! | #DIV/0! | #DIV/0! | 31.2467 | 39.2039 | 38.7611 | 42.4579 | 39.9838 | 40.3061 | 35.6044 | 26.4052 | #DIV/0! | #DIV/0! | #DIV/0! | #DIV/0! | #DIV/0! | #DIV/0! | #DIV/0! | #DIV/0! | #DIV/0! | #DIV/0! | #DIV/0! | #DIV/0! | #DIV/0! | #DIV/0! | #DIV/0! | #DIV/0! | #DIV/0! | #DIV/0!
0 | 0 | 0 | 0 | 400 | 900 | #DIV/0! | #DIV/0! | -0.98585 | -7.1 | 46.486 | #DIV/0! | #DIV/0! | #DIV/0! | #DIV/0! | #DIV/0! | #DIV/0! | #DIV/0! | #DIV/0! | #DIV/0! | #DIV/0! | #DIV/0! | #DIV/0! | #DIV/0! | #DIV/0! | #DIV/0! | #DIV/0! | #DIV/0! | #DIV/0! | #DIV/0! | #DIV/0! | #DIV/0! | #DIV/0! | #DIV/0! | #DIV/0! | #DIV/0! | #DIV/0! | #DIV/0! | #DIV/0! | #DIV/0! | #DIV/0! | #DIV/0! | #DIV/0! | #DIV/0! | #DIV/0! | #DIV/0! | #DIV/0! | #DIV/0! | #DIV/0! | #DIV/0! | #DIV/0! | #DIV/0! | #DIV/0! | #DIV/0! | #DIV/0! | #DIV/0! | #DIV/0! | #DIV/0! | #DIV/0! | #DIV/0! | #DIV/0! | #DIV/0! | #DIV/0! | #DIV/0! | #DIV/0! | #DIV/0! | #DIV/0! | #DIV/0! | #DIV/0! | #DIV/0! | #DIV/0! | #DIV/0! | #DIV/0! | #DIV/0! | #DIV/0! | #DIV/0! | #DIV/0! | #DIV/0! | #DIV/0! | #DIV/0! | #DIV/0! | #DIV/0! | #DIV/0! | #DIV/0! | #DIV/0! | #DIV/0! | #DIV/0! | #DIV/0! | 31.2467 | 39.2039 | 38.7611 | 42.4579 | 39.9838 | 40.3061 | 35.6044 | 26.4052 | #DIV/0! | #DIV/0! | #DIV/0! | #DIV/0! | #DIV/0! | #DIV/0! | #DIV/0! | #DIV/0! | #DIV/0! | #DIV/0! | #DIV/0! | #DIV/0! | #DIV/0! | #DIV/0! | #DIV/0! | #DIV/0! | #DIV/0! | #DIV/0!
0 | 0 | 0 | 0 | 400 | 900 | #DIV/0! | #DIV/0! | -0.98585 | -7.1 | 46.486 | #DIV/0! | #DIV/0! | #DIV/0! | #DIV/0! | #DIV/0! | #DIV/0! | #DIV/0! | #DIV/0! | #DIV/0! | #DIV/0! | #DIV/0! | #DIV/0! | #DIV/0! | #DIV/0! | #DIV/0! | #DIV/0! | #DIV/0! | #DIV/0! | #DIV/0! | #DIV/0! | #DIV/0! | #DIV/0! | #DIV/0! | #DIV/0! | #DIV/0! | #DIV/0! | #DIV/0! | #DIV/0! | #DIV/0! | #DIV/0! | #DIV/0! | #DIV/0! | #DIV/0! | #DIV/0! | #DIV/0! | #DIV/0! | #DIV/0! | #DIV/0! | #DIV/0! | #DIV/0! | #DIV/0! | #DIV/0! | #DIV/0! | #DIV/0! | #DIV/0! | #DIV/0! | #DIV/0! | #DIV/0! | #DIV/0! | #DIV/0! | #DIV/0! | #DIV/0! | #DIV/0! | #DIV/0! | #DIV/0! | #DIV/0! | #DIV/0! | #DIV/0! | #DIV/0! | #DIV/0! | #DIV/0! | #DIV/0! | #DIV/0! | #DIV/0! | #DIV/0! | #DIV/0! | #DIV/0! | #DIV/0! | #DIV/0! | #DIV/0! | #DIV/0! | #DIV/0! | #DIV/0! | #DIV/0! | #DIV/0! | #DIV/0! | #DIV/0! | 31.2467 | 39.2039 | 38.7611 | 42.4579 | 39.9838 | 40.3061 | 35.6044 | 26.4052 | #DIV/0! | #DIV/0! | #DIV/0! | #DIV/0! | #DIV/0! | #DIV/0! | #DIV/0! | #DIV/0! | #DIV/0! | #DIV/0! | #DIV/0! | #DIV/0! | #DIV/0! | #DIV/0! | #DIV/0! | #DIV/0! | #DIV/0! | #DIV/0!
0 | 0 | 0 | 0 | 400 | 900 | #DIV/0! | #DIV/0! | -0.98585 | -7.1 | 46.486 | #DIV/0! | #DIV/0! | #DIV/0! | #DIV/0! | #DIV/0! | #DIV/0! | #DIV/0! | #DIV/0! | #DIV/0! | #DIV/0! | #DIV/0! | #DIV/0! | #DIV/0! | #DIV/0! | #DIV/0! | #DIV/0! | #DIV/0! | #DIV/0! | #DIV/0! | #DIV/0! | #DIV/0! | #DIV/0! | #DIV/0! | #DIV/0! | #DIV/0! | #DIV/0! | #DIV/0! | #DIV/0! | #DIV/0! | #DIV/0! | #DIV/0! | #DIV/0! | #DIV/0! | #DIV/0! | #DIV/0! | #DIV/0! | #DIV/0! | #DIV/0! | #DIV/0! | #DIV/0! | #DIV/0! | #DIV/0! | #DIV/0! | #DIV/0! | #DIV/0! | #DIV/0! | #DIV/0! | #DIV/0! | #DIV/0! | #DIV/0! | #DIV/0! | #DIV/0! | #DIV/0! | #DIV/0! | #DIV/0! | #DIV/0! | #DIV/0! | #DIV/0! | #DIV/0! | #DIV/0! | #DIV/0! | #DIV/0! | #DIV/0! | #DIV/0! | #DIV/0! | #DIV/0! | #DIV/0! | #DIV/0! | #DIV/0! | #DIV/0! | #DIV/0! | #DIV/0! | #DIV/0! | #DIV/0! | #DIV/0! | #DIV/0! | #DIV/0! | 31.2467 | 39.2039 | 38.7611 | 42.4579 | 39.9838 | 40.3061 | 35.6044 | 26.4052 | #DIV/0! | #DIV/0! | #DIV/0! | #DIV/0! | #DIV/0! | #DIV/0! | #DIV/0! | #DIV/0! | #DIV/0! | #DIV/0! | #DIV/0! | #DIV/0! | #DIV/0! | #DIV/0! | #DIV/0! | #DIV/0! | #DIV/0! | #DIV/0!
0 | 0 | 0 | 0 | 400 | 900 | #DIV/0! | #DIV/0! | -0.98585 | -7.1 | 46.486 | #DIV/0! | #DIV/0! | #DIV/0! | #DIV/0! | #DIV/0! | #DIV/0! | #DIV/0! | #DIV/0! | #DIV/0! | #DIV/0! | #DIV/0! | #DIV/0! | #DIV/0! | #DIV/0! | #DIV/0! | #DIV/0! | #DIV/0! | #DIV/0! | #DIV/0! | #DIV/0! | #DIV/0! | #DIV/0! | #DIV/0! | #DIV/0! | #DIV/0! | #DIV/0! | #DIV/0! | #DIV/0! | #DIV/0! | #DIV/0! | #DIV/0! | #DIV/0! | #DIV/0! | #DIV/0! | #DIV/0! | #DIV/0! | #DIV/0! | #DIV/0! | #DIV/0! | #DIV/0! | #DIV/0! | #DIV/0! | #DIV/0! | #DIV/0! | #DIV/0! | #DIV/0! | #DIV/0! | #DIV/0! | #DIV/0! | #DIV/0! | #DIV/0! | #DIV/0! | #DIV/0! | #DIV/0! | #DIV/0! | #DIV/0! | #DIV/0! | #DIV/0! | #DIV/0! | #DIV/0! | #DIV/0! | #DIV/0! | #DIV/0! | #DIV/0! | #DIV/0! | #DIV/0! | #DIV/0! | #DIV/0! | #DIV/0! | #DIV/0! | #DIV/0! | #DIV/0! | #DIV/0! | #DIV/0! | #DIV/0! | #DIV/0! | #DIV/0! | 31.2467 | 39.2039 | 38.7611 | 42.4579 | 39.9838 | 40.3061 | 35.6044 | 26.4052 | #DIV/0! | #DIV/0! | #DIV/0! | #DIV/0! | #DIV/0! | #DIV/0! | #DIV/0! | #DIV/0! | #DIV/0! | #DIV/0! | #DIV/0! | #DIV/0! | #DIV/0! | #DIV/0! | #DIV/0! | #DIV/0! | #DIV/0! | #DIV/0!
0 | 0 | 0 | 0 | 400 | 900 | #DIV/0! | #DIV/0! | -0.98585 | -7.1 | 46.486 | #DIV/0! | #DIV/0! | #DIV/0! | #DIV/0! | #DIV/0! | #DIV/0! | #DIV/0! | #DIV/0! | #DIV/0! | #DIV/0! | #DIV/0! | #DIV/0! | #DIV/0! | #DIV/0! | #DIV/0! | #DIV/0! | #DIV/0! | #DIV/0! | #DIV/0! | #DIV/0! | #DIV/0! | #DIV/0! | #DIV/0! | #DIV/0! | #DIV/0! | #DIV/0! | #DIV/0! | #DIV/0! | #DIV/0! | #DIV/0! | #DIV/0! | #DIV/0! | #DIV/0! | #DIV/0! | #DIV/0! | #DIV/0! | #DIV/0! | #DIV/0! | #DIV/0! | #DIV/0! | #DIV/0! | #DIV/0! | #DIV/0! | #DIV/0! | #DIV/0! | #DIV/0! | #DIV/0! | #DIV/0! | #DIV/0! | #DIV/0! | #DIV/0! | #DIV/0! | #DIV/0! | #DIV/0! | #DIV/0! | #DIV/0! | #DIV/0! | #DIV/0! | #DIV/0! | #DIV/0! | #DIV/0! | #DIV/0! | #DIV/0! | #DIV/0! | #DIV/0! | #DIV/0! | #DIV/0! | #DIV/0! | #DIV/0! | #DIV/0! | #DIV/0! | #DIV/0! | #DIV/0! | #DIV/0! | #DIV/0! | #DIV/0! | #DIV/0! | 31.2467 | 39.2039 | 38.7611 | 42.4579 | 39.9838 | 40.3061 | 35.6044 | 26.4052 | #DIV/0! | #DIV/0! | #DIV/0! | #DIV/0! | #DIV/0! | #DIV/0! | #DIV/0! | #DIV/0! | #DIV/0! | #DIV/0! | #DIV/0! | #DIV/0! | #DIV/0! | #DIV/0! | #DIV/0! | #DIV/0! | #DIV/0! | #DIV/0!
0 | 0 | 0 | 0 | 400 | 900 | #DIV/0! | #DIV/0! | -0.98585 | -7.1 | 46.486 | #DIV/0! | #DIV/0! | #DIV/0! | #DIV/0! | #DIV/0! | #DIV/0! | #DIV/0! | #DIV/0! | #DIV/0! | #DIV/0! | #DIV/0! | #DIV/0! | #DIV/0! | #DIV/0! | #DIV/0! | #DIV/0! | #DIV/0! | #DIV/0! | #DIV/0! | #DIV/0! | #DIV/0! | #DIV/0! | #DIV/0! | #DIV/0! | #DIV/0! | #DIV/0! | #DIV/0! | #DIV/0! | #DIV/0! | #DIV/0! | #DIV/0! | #DIV/0! | #DIV/0! | #DIV/0! | #DIV/0! | #DIV/0! | #DIV/0! | #DIV/0! | #DIV/0! | #DIV/0! | #DIV/0! | #DIV/0! | #DIV/0! | #DIV/0! | #DIV/0! | #DIV/0! | #DIV/0! | #DIV/0! | #DIV/0! | #DIV/0! | #DIV/0! | #DIV/0! | #DIV/0! | #DIV/0! | #DIV/0! | #DIV/0! | #DIV/0! | #DIV/0! | #DIV/0! | #DIV/0! | #DIV/0! | #DIV/0! | #DIV/0! | #DIV/0! | #DIV/0! | #DIV/0! | #DIV/0! | #DIV/0! | #DIV/0! | #DIV/0! | #DIV/0! | #DIV/0! | #DIV/0! | #DIV/0! | #DIV/0! | #DIV/0! | #DIV/0! | 31.2467 | 39.2039 | 38.7611 | 42.4579 | 39.9838 | 40.3061 | 35.6044 | 26.4052 | #DIV/0! | #DIV/0! | #DIV/0! | #DIV/0! | #DIV/0! | #DIV/0! | #DIV/0! | #DIV/0! | #DIV/0! | #DIV/0! | #DIV/0! | #DIV/0! | #DIV/0! | #DIV/0! | #DIV/0! | #DIV/0! | #DIV/0! | #DIV/0!
0 | 0 | 0 | 0 | 400 | 900 | #DIV/0! | #DIV/0! | -0.98585 | -7.1 | 46.486 | #DIV/0! | #DIV/0! | #DIV/0! | #DIV/0! | #DIV/0! | #DIV/0! | #DIV/0! | #DIV/0! | #DIV/0! | #DIV/0! | #DIV/0! | #DIV/0! | #DIV/0! | #DIV/0! | #DIV/0! | #DIV/0! | #DIV/0! | #DIV/0! | #DIV/0! | #DIV/0! | #DIV/0! | #DIV/0! | #DIV/0! | #DIV/0! | #DIV/0! | #DIV/0! | #DIV/0! | #DIV/0! | #DIV/0! | #DIV/0! | #DIV/0! | #DIV/0! | #DIV/0! | #DIV/0! | #DIV/0! | #DIV/0! | #DIV/0! | #DIV/0! | #DIV/0! | #DIV/0! | #DIV/0! | #DIV/0! | #DIV/0! | #DIV/0! | #DIV/0! | #DIV/0! | #DIV/0! | #DIV/0! | #DIV/0! | #DIV/0! | #DIV/0! | #DIV/0! | #DIV/0! | #DIV/0! | #DIV/0! | #DIV/0! | #DIV/0! | #DIV/0! | #DIV/0! | #DIV/0! | #DIV/0! | #DIV/0! | #DIV/0! | #DIV/0! | #DIV/0! | #DIV/0! | #DIV/0! | #DIV/0! | #DIV/0! | #DIV/0! | #DIV/0! | #DIV/0! | #DIV/0! | #DIV/0! | #DIV/0! | #DIV/0! | #DIV/0! | 31.2467 | 39.2039 | 38.7611 | 42.4579 | 39.9838 | 40.3061 | 35.6044 | 26.4052 | #DIV/0! | #DIV/0! | #DIV/0! | #DIV/0! | #DIV/0! | #DIV/0! | #DIV/0! | #DIV/0! | #DIV/0! | #DIV/0! | #DIV/0! | #DIV/0! | #DIV/0! | #DIV/0! | #DIV/0! | #DIV/0! | #DIV/0! | #DIV/0!
0 | 0 | 0 | 0 | 400 | 900 | #DIV/0! | #DIV/0! | -0.98585 | -7.1 | 46.486 | #DIV/0! | #DIV/0! | #DIV/0! | #DIV/0! | #DIV/0! | #DIV/0! | #DIV/0! | #DIV/0! | #DIV/0! | #DIV/0! | #DIV/0! | #DIV/0! | #DIV/0! | #DIV/0! | #DIV/0! | #DIV/0! | #DIV/0! | #DIV/0! | #DIV/0! | #DIV/0! | #DIV/0! | #DIV/0! | #DIV/0! | #DIV/0! | #DIV/0! | #DIV/0! | #DIV/0! | #DIV/0! | #DIV/0! | #DIV/0! | #DIV/0! | #DIV/0! | #DIV/0! | #DIV/0! | #DIV/0! | #DIV/0! | #DIV/0! | #DIV/0! | #DIV/0! | #DIV/0! | #DIV/0! | #DIV/0! | #DIV/0! | #DIV/0! | #DIV/0! | #DIV/0! | #DIV/0! | #DIV/0! | #DIV/0! | #DIV/0! | #DIV/0! | #DIV/0! | #DIV/0! | #DIV/0! | #DIV/0! | #DIV/0! | #DIV/0! | #DIV/0! | #DIV/0! | #DIV/0! | #DIV/0! | #DIV/0! | #DIV/0! | #DIV/0! | #DIV/0! | #DIV/0! | #DIV/0! | #DIV/0! | #DIV/0! | #DIV/0! | #DIV/0! | #DIV/0! | #DIV/0! | #DIV/0! | #DIV/0! | #DIV/0! | #DIV/0! | 31.2467 | 39.2039 | 38.7611 | 42.4579 | 39.9838 | 40.3061 | 35.6044 | 26.4052 | #DIV/0! | #DIV/0! | #DIV/0! | #DIV/0! | #DIV/0! | #DIV/0! | #DIV/0! | #DIV/0! | #DIV/0! | #DIV/0! | #DIV/0! | #DIV/0! | #DIV/0! | #DIV/0! | #DIV/0! | #DIV/0! | #DIV/0! | #DIV/0!
0 | 0 | 0 | 0 | 400 | 900 | #DIV/0! | #DIV/0! | -0.98585 | -7.1 | 46.486 | #DIV/0! | #DIV/0! | #DIV/0! | #DIV/0! | #DIV/0! | #DIV/0! | #DIV/0! | #DIV/0! | #DIV/0! | #DIV/0! | #DIV/0! | #DIV/0! | #DIV/0! | #DIV/0! | #DIV/0! | #DIV/0! | #DIV/0! | #DIV/0! | #DIV/0! | #DIV/0! | #DIV/0! | #DIV/0! | #DIV/0! | #DIV/0! | #DIV/0! | #DIV/0! | #DIV/0! | #DIV/0! | #DIV/0! | #DIV/0! | #DIV/0! | #DIV/0! | #DIV/0! | #DIV/0! | #DIV/0! | #DIV/0! | #DIV/0! | #DIV/0! | #DIV/0! | #DIV/0! | #DIV/0! | #DIV/0! | #DIV/0! | #DIV/0! | #DIV/0! | #DIV/0! | #DIV/0! | #DIV/0! | #DIV/0! | #DIV/0! | #DIV/0! | #DIV/0! | #DIV/0! | #DIV/0! | #DIV/0! | #DIV/0! | #DIV/0! | #DIV/0! | #DIV/0! | #DIV/0! | #DIV/0! | #DIV/0! | #DIV/0! | #DIV/0! | #DIV/0! | #DIV/0! | #DIV/0! | #DIV/0! | #DIV/0! | #DIV/0! | #DIV/0! | #DIV/0! | #DIV/0! | #DIV/0! | #DIV/0! | #DIV/0! | #DIV/0! | 31.2467 | 39.2039 | 38.7611 | 42.4579 | 39.9838 | 40.3061 | 35.6044 | 26.4052 | #DIV/0! | #DIV/0! | #DIV/0! | #DIV/0! | #DIV/0! | #DIV/0! | #DIV/0! | #DIV/0! | #DIV/0! | #DIV/0! | #DIV/0! | #DIV/0! | #DIV/0! | #DIV/0! | #DIV/0! | #DIV/0! | #DIV/0! | #DIV/0!
0 | 0 | 0 | 0 | 400 | 900 | #DIV/0! | #DIV/0! | -0.98585 | -7.1 | 46.486 | #DIV/0! | #DIV/0! | #DIV/0! | #DIV/0! | #DIV/0! | #DIV/0! | #DIV/0! | #DIV/0! | #DIV/0! | #DIV/0! | #DIV/0! | #DIV/0! | #DIV/0! | #DIV/0! | #DIV/0! | #DIV/0! | #DIV/0! | #DIV/0! | #DIV/0! | #DIV/0! | #DIV/0! | #DIV/0! | #DIV/0! | #DIV/0! | #DIV/0! | #DIV/0! | #DIV/0! | #DIV/0! | #DIV/0! | #DIV/0! | #DIV/0! | #DIV/0! | #DIV/0! | #DIV/0! | #DIV/0! | #DIV/0! | #DIV/0! | #DIV/0! | #DIV/0! | #DIV/0! | #DIV/0! | #DIV/0! | #DIV/0! | #DIV/0! | #DIV/0! | #DIV/0! | #DIV/0! | #DIV/0! | #DIV/0! | #DIV/0! | #DIV/0! | #DIV/0! | #DIV/0! | #DIV/0! | #DIV/0! | #DIV/0! | #DIV/0! | #DIV/0! | #DIV/0! | #DIV/0! | #DIV/0! | #DIV/0! | #DIV/0! | #DIV/0! | #DIV/0! | #DIV/0! | #DIV/0! | #DIV/0! | #DIV/0! | #DIV/0! | #DIV/0! | #DIV/0! | #DIV/0! | #DIV/0! | #DIV/0! | #DIV/0! | #DIV/0! | 31.2467 | 39.2039 | 38.7611 | 42.4579 | 39.9838 | 40.3061 | 35.6044 | 26.4052 | #DIV/0! | #DIV/0! | #DIV/0! | #DIV/0! | #DIV/0! | #DIV/0! | #DIV/0! | #DIV/0! | #DIV/0! | #DIV/0! | #DIV/0! | #DIV/0! | #DIV/0! | #DIV/0! | #DIV/0! | #DIV/0! | #DIV/0! | #DIV/0!
0 | 0 | 0 | 0 | 400 | 900 | #DIV/0! | #DIV/0! | -0.98585 | -7.1 | 46.486 | #DIV/0! | #DIV/0! | #DIV/0! | #DIV/0! | #DIV/0! | #DIV/0! | #DIV/0! | #DIV/0! | #DIV/0! | #DIV/0! | #DIV/0! | #DIV/0! | #DIV/0! | #DIV/0! | #DIV/0! | #DIV/0! | #DIV/0! | #DIV/0! | #DIV/0! | #DIV/0! | #DIV/0! | #DIV/0! | #DIV/0! | #DIV/0! | #DIV/0! | #DIV/0! | #DIV/0! | #DIV/0! | #DIV/0! | #DIV/0! | #DIV/0! | #DIV/0! | #DIV/0! | #DIV/0! | #DIV/0! | #DIV/0! | #DIV/0! | #DIV/0! | #DIV/0! | #DIV/0! | #DIV/0! | #DIV/0! | #DIV/0! | #DIV/0! | #DIV/0! | #DIV/0! | #DIV/0! | #DIV/0! | #DIV/0! | #DIV/0! | #DIV/0! | #DIV/0! | #DIV/0! | #DIV/0! | #DIV/0! | #DIV/0! | #DIV/0! | #DIV/0! | #DIV/0! | #DIV/0! | #DIV/0! | #DIV/0! | #DIV/0! | #DIV/0! | #DIV/0! | #DIV/0! | #DIV/0! | #DIV/0! | #DIV/0! | #DIV/0! | #DIV/0! | #DIV/0! | #DIV/0! | #DIV/0! | #DIV/0! | #DIV/0! | #DIV/0! | 31.2467 | 39.2039 | 38.7611 | 42.4579 | 39.9838 | 40.3061 | 35.6044 | 26.4052 | #DIV/0! | #DIV/0! | #DIV/0! | #DIV/0! | #DIV/0! | #DIV/0! | #DIV/0! | #DIV/0! | #DIV/0! | #DIV/0! | #DIV/0! | #DIV/0! | #DIV/0! | #DIV/0! | #DIV/0! | #DIV/0! | #DIV/0! | #DIV/0!
0 | 0 | 0 | 0 | 400 | 900 | #DIV/0! | #DIV/0! | -0.98585 | -7.1 | 46.486 | #DIV/0! | #DIV/0! | #DIV/0! | #DIV/0! | #DIV/0! | #DIV/0! | #DIV/0! | #DIV/0! | #DIV/0! | #DIV/0! | #DIV/0! | #DIV/0! | #DIV/0! | #DIV/0! | #DIV/0! | #DIV/0! | #DIV/0! | #DIV/0! | #DIV/0! | #DIV/0! | #DIV/0! | #DIV/0! | #DIV/0! | #DIV/0! | #DIV/0! | #DIV/0! | #DIV/0! | #DIV/0! | #DIV/0! | #DIV/0! | #DIV/0! | #DIV/0! | #DIV/0! | #DIV/0! | #DIV/0! | #DIV/0! | #DIV/0! | #DIV/0! | #DIV/0! | #DIV/0! | #DIV/0! | #DIV/0! | #DIV/0! | #DIV/0! | #DIV/0! | #DIV/0! | #DIV/0! | #DIV/0! | #DIV/0! | #DIV/0! | #DIV/0! | #DIV/0! | #DIV/0! | #DIV/0! | #DIV/0! | #DIV/0! | #DIV/0! | #DIV/0! | #DIV/0! | #DIV/0! | #DIV/0! | #DIV/0! | #DIV/0! | #DIV/0! | #DIV/0! | #DIV/0! | #DIV/0! | #DIV/0! | #DIV/0! | #DIV/0! | #DIV/0! | #DIV/0! | #DIV/0! | #DIV/0! | #DIV/0! | #DIV/0! | #DIV/0! | 31.2467 | 39.2039 | 38.7611 | 42.4579 | 39.9838 | 40.3061 | 35.6044 | 26.4052 | #DIV/0! | #DIV/0! | #DIV/0! | #DIV/0! | #DIV/0! | #DIV/0! | #DIV/0! | #DIV/0! | #DIV/0! | #DIV/0! | #DIV/0! | #DIV/0! | #DIV/0! | #DIV/0! | #DIV/0! | #DIV/0! | #DIV/0! | #DIV/0!
0 | 0 | 0 | 0 | 400 | 900 | #DIV/0! | #DIV/0! | -0.98585 | -7.1 | 46.486 | #DIV/0! | #DIV/0! | #DIV/0! | #DIV/0! | #DIV/0! | #DIV/0! | #DIV/0! | #DIV/0! | #DIV/0! | #DIV/0! | #DIV/0! | #DIV/0! | #DIV/0! | #DIV/0! | #DIV/0! | #DIV/0! | #DIV/0! | #DIV/0! | #DIV/0! | #DIV/0! | #DIV/0! | #DIV/0! | #DIV/0! | #DIV/0! | #DIV/0! | #DIV/0! | #DIV/0! | #DIV/0! | #DIV/0! | #DIV/0! | #DIV/0! | #DIV/0! | #DIV/0! | #DIV/0! | #DIV/0! | #DIV/0! | #DIV/0! | #DIV/0! | #DIV/0! | #DIV/0! | #DIV/0! | #DIV/0! | #DIV/0! | #DIV/0! | #DIV/0! | #DIV/0! | #DIV/0! | #DIV/0! | #DIV/0! | #DIV/0! | #DIV/0! | #DIV/0! | #DIV/0! | #DIV/0! | #DIV/0! | #DIV/0! | #DIV/0! | #DIV/0! | #DIV/0! | #DIV/0! | #DIV/0! | #DIV/0! | #DIV/0! | #DIV/0! | #DIV/0! | #DIV/0! | #DIV/0! | #DIV/0! | #DIV/0! | #DIV/0! | #DIV/0! | #DIV/0! | #DIV/0! | #DIV/0! | #DIV/0! | #DIV/0! | #DIV/0! | 31.2467 | 39.2039 | 38.7611 | 42.4579 | 39.9838 | 40.3061 | 35.6044 | 26.4052 | #DIV/0! | #DIV/0! | #DIV/0! | #DIV/0! | #DIV/0! | #DIV/0! | #DIV/0! | #DIV/0! | #DIV/0! | #DIV/0! | #DIV/0! | #DIV/0! | #DIV/0! | #DIV/0! | #DIV/0! | #DIV/0! | #DIV/0! | #DIV/0!
0 | 0 | 0 | 0 | 400 | 900 | #DIV/0! | #DIV/0! | -0.98585 | -7.1 | 46.486 | #DIV/0! | #DIV/0! | #DIV/0! | #DIV/0! | #DIV/0! | #DIV/0! | #DIV/0! | #DIV/0! | #DIV/0! | #DIV/0! | #DIV/0! | #DIV/0! | #DIV/0! | #DIV/0! | #DIV/0! | #DIV/0! | #DIV/0! | #DIV/0! | #DIV/0! | #DIV/0! | #DIV/0! | #DIV/0! | #DIV/0! | #DIV/0! | #DIV/0! | #DIV/0! | #DIV/0! | #DIV/0! | #DIV/0! | #DIV/0! | #DIV/0! | #DIV/0! | #DIV/0! | #DIV/0! | #DIV/0! | #DIV/0! | #DIV/0! | #DIV/0! | #DIV/0! | #DIV/0! | #DIV/0! | #DIV/0! | #DIV/0! | #DIV/0! | #DIV/0! | #DIV/0! | #DIV/0! | #DIV/0! | #DIV/0! | #DIV/0! | #DIV/0! | #DIV/0! | #DIV/0! | #DIV/0! | #DIV/0! | #DIV/0! | #DIV/0! | #DIV/0! | #DIV/0! | #DIV/0! | #DIV/0! | #DIV/0! | #DIV/0! | #DIV/0! | #DIV/0! | #DIV/0! | #DIV/0! | #DIV/0! | #DIV/0! | #DIV/0! | #DIV/0! | #DIV/0! | #DIV/0! | #DIV/0! | #DIV/0! | #DIV/0! | #DIV/0! | 31.2467 | 39.2039 | 38.7611 | 42.4579 | 39.9838 | 40.3061 | 35.6044 | 26.4052 | #DIV/0! | #DIV/0! | #DIV/0! | #DIV/0! | #DIV/0! | #DIV/0! | #DIV/0! | #DIV/0! | #DIV/0! | #DIV/0! | #DIV/0! | #DIV/0! | #DIV/0! | #DIV/0! | #DIV/0! | #DIV/0! | #DIV/0! | #DIV/0!
0 | 0 | 0 | 0 | 400 | 900 | #DIV/0! | #DIV/0! | -0.98585 | -7.1 | 46.486 | #DIV/0! | #DIV/0! | #DIV/0! | #DIV/0! | #DIV/0! | #DIV/0! | #DIV/0! | #DIV/0! | #DIV/0! | #DIV/0! | #DIV/0! | #DIV/0! | #DIV/0! | #DIV/0! | #DIV/0! | #DIV/0! | #DIV/0! | #DIV/0! | #DIV/0! | #DIV/0! | #DIV/0! | #DIV/0! | #DIV/0! | #DIV/0! | #DIV/0! | #DIV/0! | #DIV/0! | #DIV/0! | #DIV/0! | #DIV/0! | #DIV/0! | #DIV/0! | #DIV/0! | #DIV/0! | #DIV/0! | #DIV/0! | #DIV/0! | #DIV/0! | #DIV/0! | #DIV/0! | #DIV/0! | #DIV/0! | #DIV/0! | #DIV/0! | #DIV/0! | #DIV/0! | #DIV/0! | #DIV/0! | #DIV/0! | #DIV/0! | #DIV/0! | #DIV/0! | #DIV/0! | #DIV/0! | #DIV/0! | #DIV/0! | #DIV/0! | #DIV/0! | #DIV/0! | #DIV/0! | #DIV/0! | #DIV/0! | #DIV/0! | #DIV/0! | #DIV/0! | #DIV/0! | #DIV/0! | #DIV/0! | #DIV/0! | #DIV/0! | #DIV/0! | #DIV/0! | #DIV/0! | #DIV/0! | #DIV/0! | #DIV/0! | #DIV/0! | 31.2467 | 39.2039 | 38.7611 | 42.4579 | 39.9838 | 40.3061 | 35.6044 | 26.4052 | #DIV/0! | #DIV/0! | #DIV/0! | #DIV/0! | #DIV/0! | #DIV/0! | #DIV/0! | #DIV/0! | #DIV/0! | #DIV/0! | #DIV/0! | #DIV/0! | #DIV/0! | #DIV/0! | #DIV/0! | #DIV/0! | #DIV/0! | #DIV/0!
0 | 0 | 0 | 0 | 400 | 900 | #DIV/0! | #DIV/0! | -0.98585 | -7.1 | 46.486 | #DIV/0! | #DIV/0! | #DIV/0! | #DIV/0! | #DIV/0! | #DIV/0! | #DIV/0! | #DIV/0! | #DIV/0! | #DIV/0! | #DIV/0! | #DIV/0! | #DIV/0! | #DIV/0! | #DIV/0! | #DIV/0! | #DIV/0! | #DIV/0! | #DIV/0! | #DIV/0! | #DIV/0! | #DIV/0! | #DIV/0! | #DIV/0! | #DIV/0! | #DIV/0! | #DIV/0! | #DIV/0! | #DIV/0! | #DIV/0! | #DIV/0! | #DIV/0! | #DIV/0! | #DIV/0! | #DIV/0! | #DIV/0! | #DIV/0! | #DIV/0! | #DIV/0! | #DIV/0! | #DIV/0! | #DIV/0! | #DIV/0! | #DIV/0! | #DIV/0! | #DIV/0! | #DIV/0! | #DIV/0! | #DIV/0! | #DIV/0! | #DIV/0! | #DIV/0! | #DIV/0! | #DIV/0! | #DIV/0! | #DIV/0! | #DIV/0! | #DIV/0! | #DIV/0! | #DIV/0! | #DIV/0! | #DIV/0! | #DIV/0! | #DIV/0! | #DIV/0! | #DIV/0! | #DIV/0! | #DIV/0! | #DIV/0! | #DIV/0! | #DIV/0! | #DIV/0! | #DIV/0! | #DIV/0! | #DIV/0! | #DIV/0! | #DIV/0! | 31.2467 | 39.2039 | 38.7611 | 42.4579 | 39.9838 | 40.3061 | 35.6044 | 26.4052 | #DIV/0! | #DIV/0! | #DIV/0! | #DIV/0! | #DIV/0! | #DIV/0! | #DIV/0! | #DIV/0! | #DIV/0! | #DIV/0! | #DIV/0! | #DIV/0! | #DIV/0! | #DIV/0! | #DIV/0! | #DIV/0! | #DIV/0! | #DIV/0!
0 | 0 | 0 | 0 | 400 | 900 | #DIV/0! | #DIV/0! | -0.98585 | -7.1 | 46.486 | #DIV/0! | #DIV/0! | #DIV/0! | #DIV/0! | #DIV/0! | #DIV/0! | #DIV/0! | #DIV/0! | #DIV/0! | #DIV/0! | #DIV/0! | #DIV/0! | #DIV/0! | #DIV/0! | #DIV/0! | #DIV/0! | #DIV/0! | #DIV/0! | #DIV/0! | #DIV/0! | #DIV/0! | #DIV/0! | #DIV/0! | #DIV/0! | #DIV/0! | #DIV/0! | #DIV/0! | #DIV/0! | #DIV/0! | #DIV/0! | #DIV/0! | #DIV/0! | #DIV/0! | #DIV/0! | #DIV/0! | #DIV/0! | #DIV/0! | #DIV/0! | #DIV/0! | #DIV/0! | #DIV/0! | #DIV/0! | #DIV/0! | #DIV/0! | #DIV/0! | #DIV/0! | #DIV/0! | #DIV/0! | #DIV/0! | #DIV/0! | #DIV/0! | #DIV/0! | #DIV/0! | #DIV/0! | #DIV/0! | #DIV/0! | #DIV/0! | #DIV/0! | #DIV/0! | #DIV/0! | #DIV/0! | #DIV/0! | #DIV/0! | #DIV/0! | #DIV/0! | #DIV/0! | #DIV/0! | #DIV/0! | #DIV/0! | #DIV/0! | #DIV/0! | #DIV/0! | #DIV/0! | #DIV/0! | #DIV/0! | #DIV/0! | #DIV/0! | 31.2467 | 39.2039 | 38.7611 | 42.4579 | 39.9838 | 40.3061 | 35.6044 | 26.4052 | #DIV/0! | #DIV/0! | #DIV/0! | #DIV/0! | #DIV/0! | #DIV/0! | #DIV/0! | #DIV/0! | #DIV/0! | #DIV/0! | #DIV/0! | #DIV/0! | #DIV/0! | #DIV/0! | #DIV/0! | #DIV/0! | #DIV/0! | #DIV/0!
0 | 0 | 0 | 0 | 400 | 900 | #DIV/0! | #DIV/0! | -0.98585 | -7.1 | 46.486 | #DIV/0! | #DIV/0! | #DIV/0! | #DIV/0! | #DIV/0! | #DIV/0! | #DIV/0! | #DIV/0! | #DIV/0! | #DIV/0! | #DIV/0! | #DIV/0! | #DIV/0! | #DIV/0! | #DIV/0! | #DIV/0! | #DIV/0! | #DIV/0! | #DIV/0! | #DIV/0! | #DIV/0! | #DIV/0! | #DIV/0! | #DIV/0! | #DIV/0! | #DIV/0! | #DIV/0! | #DIV/0! | #DIV/0! | #DIV/0! | #DIV/0! | #DIV/0! | #DIV/0! | #DIV/0! | #DIV/0! | #DIV/0! | #DIV/0! | #DIV/0! | #DIV/0! | #DIV/0! | #DIV/0! | #DIV/0! | #DIV/0! | #DIV/0! | #DIV/0! | #DIV/0! | #DIV/0! | #DIV/0! | #DIV/0! | #DIV/0! | #DIV/0! | #DIV/0! | #DIV/0! | #DIV/0! | #DIV/0! | #DIV/0! | #DIV/0! | #DIV/0! | #DIV/0! | #DIV/0! | #DIV/0! | #DIV/0! | #DIV/0! | #DIV/0! | #DIV/0! | #DIV/0! | #DIV/0! | #DIV/0! | #DIV/0! | #DIV/0! | #DIV/0! | #DIV/0! | #DIV/0! | #DIV/0! | #DIV/0! | #DIV/0! | #DIV/0! | 31.2467 | 39.2039 | 38.7611 | 42.4579 | 39.9838 | 40.3061 | 35.6044 | 26.4052 | #DIV/0! | #DIV/0! | #DIV/0! | #DIV/0! | #DIV/0! | #DIV/0! | #DIV/0! | #DIV/0! | #DIV/0! | #DIV/0! | #DIV/0! | #DIV/0! | #DIV/0! | #DIV/0! | #DIV/0! | #DIV/0! | #DIV/0! | #DIV/0!
0 | 0 | 0 | 0 | 400 | 900 | #DIV/0! | #DIV/0! | -0.98585 | -7.1 | 46.486 | #DIV/0! | #DIV/0! | #DIV/0! | #DIV/0! | #DIV/0! | #DIV/0! | #DIV/0! | #DIV/0! | #DIV/0! | #DIV/0! | #DIV/0! | #DIV/0! | #DIV/0! | #DIV/0! | #DIV/0! | #DIV/0! | #DIV/0! | #DIV/0! | #DIV/0! | #DIV/0! | #DIV/0! | #DIV/0! | #DIV/0! | #DIV/0! | #DIV/0! | #DIV/0! | #DIV/0! | #DIV/0! | #DIV/0! | #DIV/0! | #DIV/0! | #DIV/0! | #DIV/0! | #DIV/0! | #DIV/0! | #DIV/0! | #DIV/0! | #DIV/0! | #DIV/0! | #DIV/0! | #DIV/0! | #DIV/0! | #DIV/0! | #DIV/0! | #DIV/0! | #DIV/0! | #DIV/0! | #DIV/0! | #DIV/0! | #DIV/0! | #DIV/0! | #DIV/0! | #DIV/0! | #DIV/0! | #DIV/0! | #DIV/0! | #DIV/0! | #DIV/0! | #DIV/0! | #DIV/0! | #DIV/0! | #DIV/0! | #DIV/0! | #DIV/0! | #DIV/0! | #DIV/0! | #DIV/0! | #DIV/0! | #DIV/0! | #DIV/0! | #DIV/0! | #DIV/0! | #DIV/0! | #DIV/0! | #DIV/0! | #DIV/0! | #DIV/0! | 31.2467 | 39.2039 | 38.7611 | 42.4579 | 39.9838 | 40.3061 | 35.6044 | 26.4052 | #DIV/0! | #DIV/0! | #DIV/0! | #DIV/0! | #DIV/0! | #DIV/0! | #DIV/0! | #DIV/0! | #DIV/0! | #DIV/0! | #DIV/0! | #DIV/0! | #DIV/0! | #DIV/0! | #DIV/0! | #DIV/0! | #DIV/0! | #DIV/0!
0 | 0 | 0 | 0 | 400 | 900 | #DIV/0! | #DIV/0! | -0.98585 | -7.1 | 46.486 | #DIV/0! | #DIV/0! | #DIV/0! | #DIV/0! | #DIV/0! | #DIV/0! | #DIV/0! | #DIV/0! | #DIV/0! | #DIV/0! | #DIV/0! | #DIV/0! | #DIV/0! | #DIV/0! | #DIV/0! | #DIV/0! | #DIV/0! | #DIV/0! | #DIV/0! | #DIV/0! | #DIV/0! | #DIV/0! | #DIV/0! | #DIV/0! | #DIV/0! | #DIV/0! | #DIV/0! | #DIV/0! | #DIV/0! | #DIV/0! | #DIV/0! | #DIV/0! | #DIV/0! | #DIV/0! | #DIV/0! | #DIV/0! | #DIV/0! | #DIV/0! | #DIV/0! | #DIV/0! | #DIV/0! | #DIV/0! | #DIV/0! | #DIV/0! | #DIV/0! | #DIV/0! | #DIV/0! | #DIV/0! | #DIV/0! | #DIV/0! | #DIV/0! | #DIV/0! | #DIV/0! | #DIV/0! | #DIV/0! | #DIV/0! | #DIV/0! | #DIV/0! | #DIV/0! | #DIV/0! | #DIV/0! | #DIV/0! | #DIV/0! | #DIV/0! | #DIV/0! | #DIV/0! | #DIV/0! | #DIV/0! | #DIV/0! | #DIV/0! | #DIV/0! | #DIV/0! | #DIV/0! | #DIV/0! | #DIV/0! | #DIV/0! | #DIV/0! | 31.2467 | 39.2039 | 38.7611 | 42.4579 | 39.9838 | 40.3061 | 35.6044 | 26.4052 | #DIV/0! | #DIV/0! | #DIV/0! | #DIV/0! | #DIV/0! | #DIV/0! | #DIV/0! | #DIV/0! | #DIV/0! | #DIV/0! | #DIV/0! | #DIV/0! | #DIV/0! | #DIV/0! | #DIV/0! | #DIV/0! | #DIV/0! | #DIV/0!
0 | 0 | 0 | 0 | 400 | 900 | #DIV/0! | #DIV/0! | -0.98585 | -7.1 | 46.486 | #DIV/0! | #DIV/0! | #DIV/0! | #DIV/0! | #DIV/0! | #DIV/0! | #DIV/0! | #DIV/0! | #DIV/0! | #DIV/0! | #DIV/0! | #DIV/0! | #DIV/0! | #DIV/0! | #DIV/0! | #DIV/0! | #DIV/0! | #DIV/0! | #DIV/0! | #DIV/0! | #DIV/0! | #DIV/0! | #DIV/0! | #DIV/0! | #DIV/0! | #DIV/0! | #DIV/0! | #DIV/0! | #DIV/0! | #DIV/0! | #DIV/0! | #DIV/0! | #DIV/0! | #DIV/0! | #DIV/0! | #DIV/0! | #DIV/0! | #DIV/0! | #DIV/0! | #DIV/0! | #DIV/0! | #DIV/0! | #DIV/0! | #DIV/0! | #DIV/0! | #DIV/0! | #DIV/0! | #DIV/0! | #DIV/0! | #DIV/0! | #DIV/0! | #DIV/0! | #DIV/0! | #DIV/0! | #DIV/0! | #DIV/0! | #DIV/0! | #DIV/0! | #DIV/0! | #DIV/0! | #DIV/0! | #DIV/0! | #DIV/0! | #DIV/0! | #DIV/0! | #DIV/0! | #DIV/0! | #DIV/0! | #DIV/0! | #DIV/0! | #DIV/0! | #DIV/0! | #DIV/0! | #DIV/0! | #DIV/0! | #DIV/0! | #DIV/0! | 31.2467 | 39.2039 | 38.7611 | 42.4579 | 39.9838 | 40.3061 | 35.6044 | 26.4052 | #DIV/0! | #DIV/0! | #DIV/0! | #DIV/0! | #DIV/0! | #DIV/0! | #DIV/0! | #DIV/0! | #DIV/0! | #DIV/0! | #DIV/0! | #DIV/0! | #DIV/0! | #DIV/0! | #DIV/0! | #DIV/0! | #DIV/0! | #DIV/0!
0 | 0 | 0 | 0 | 400 | 900 | #DIV/0! | #DIV/0! | -0.98585 | -7.1 | 46.486 | #DIV/0! | #DIV/0! | #DIV/0! | #DIV/0! | #DIV/0! | #DIV/0! | #DIV/0! | #DIV/0! | #DIV/0! | #DIV/0! | #DIV/0! | #DIV/0! | #DIV/0! | #DIV/0! | #DIV/0! | #DIV/0! | #DIV/0! | #DIV/0! | #DIV/0! | #DIV/0! | #DIV/0! | #DIV/0! | #DIV/0! | #DIV/0! | #DIV/0! | #DIV/0! | #DIV/0! | #DIV/0! | #DIV/0! | #DIV/0! | #DIV/0! | #DIV/0! | #DIV/0! | #DIV/0! | #DIV/0! | #DIV/0! | #DIV/0! | #DIV/0! | #DIV/0! | #DIV/0! | #DIV/0! | #DIV/0! | #DIV/0! | #DIV/0! | #DIV/0! | #DIV/0! | #DIV/0! | #DIV/0! | #DIV/0! | #DIV/0! | #DIV/0! | #DIV/0! | #DIV/0! | #DIV/0! | #DIV/0! | #DIV/0! | #DIV/0! | #DIV/0! | #DIV/0! | #DIV/0! | #DIV/0! | #DIV/0! | #DIV/0! | #DIV/0! | #DIV/0! | #DIV/0! | #DIV/0! | #DIV/0! | #DIV/0! | #DIV/0! | #DIV/0! | #DIV/0! | #DIV/0! | #DIV/0! | #DIV/0! | #DIV/0! | #DIV/0! | 31.2467 | 39.2039 | 38.7611 | 42.4579 | 39.9838 | 40.3061 | 35.6044 | 26.4052 | #DIV/0! | #DIV/0! | #DIV/0! | #DIV/0! | #DIV/0! | #DIV/0! | #DIV/0! | #DIV/0! | #DIV/0! | #DIV/0! | #DIV/0! | #DIV/0! | #DIV/0! | #DIV/0! | #DIV/0! | #DIV/0! | #DIV/0! | #DIV/0!
0 | 0 | 0 | 0 | 400 | 900 | #DIV/0! | #DIV/0! | -0.98585 | -7.1 | 46.486 | #DIV/0! | #DIV/0! | #DIV/0! | #DIV/0! | #DIV/0! | #DIV/0! | #DIV/0! | #DIV/0! | #DIV/0! | #DIV/0! | #DIV/0! | #DIV/0! | #DIV/0! | #DIV/0! | #DIV/0! | #DIV/0! | #DIV/0! | #DIV/0! | #DIV/0! | #DIV/0! | #DIV/0! | #DIV/0! | #DIV/0! | #DIV/0! | #DIV/0! | #DIV/0! | #DIV/0! | #DIV/0! | #DIV/0! | #DIV/0! | #DIV/0! | #DIV/0! | #DIV/0! | #DIV/0! | #DIV/0! | #DIV/0! | #DIV/0! | #DIV/0! | #DIV/0! | #DIV/0! | #DIV/0! | #DIV/0! | #DIV/0! | #DIV/0! | #DIV/0! | #DIV/0! | #DIV/0! | #DIV/0! | #DIV/0! | #DIV/0! | #DIV/0! | #DIV/0! | #DIV/0! | #DIV/0! | #DIV/0! | #DIV/0! | #DIV/0! | #DIV/0! | #DIV/0! | #DIV/0! | #DIV/0! | #DIV/0! | #DIV/0! | #DIV/0! | #DIV/0! | #DIV/0! | #DIV/0! | #DIV/0! | #DIV/0! | #DIV/0! | #DIV/0! | #DIV/0! | #DIV/0! | #DIV/0! | #DIV/0! | #DIV/0! | #DIV/0! | 31.2467 | 39.2039 | 38.7611 | 42.4579 | 39.9838 | 40.3061 | 35.6044 | 26.4052 | #DIV/0! | #DIV/0! | #DIV/0! | #DIV/0! | #DIV/0! | #DIV/0! | #DIV/0! | #DIV/0! | #DIV/0! | #DIV/0! | #DIV/0! | #DIV/0! | #DIV/0! | #DIV/0! | #DIV/0! | #DIV/0! | #DIV/0! | #DIV/0!
0 | 0 | 0 | 0 | 400 | 900 | #DIV/0! | #DIV/0! | -0.98585 | -7.1 | 46.486 | #DIV/0! | #DIV/0! | #DIV/0! | #DIV/0! | #DIV/0! | #DIV/0! | #DIV/0! | #DIV/0! | #DIV/0! | #DIV/0! | #DIV/0! | #DIV/0! | #DIV/0! | #DIV/0! | #DIV/0! | #DIV/0! | #DIV/0! | #DIV/0! | #DIV/0! | #DIV/0! | #DIV/0! | #DIV/0! | #DIV/0! | #DIV/0! | #DIV/0! | #DIV/0! | #DIV/0! | #DIV/0! | #DIV/0! | #DIV/0! | #DIV/0! | #DIV/0! | #DIV/0! | #DIV/0! | #DIV/0! | #DIV/0! | #DIV/0! | #DIV/0! | #DIV/0! | #DIV/0! | #DIV/0! | #DIV/0! | #DIV/0! | #DIV/0! | #DIV/0! | #DIV/0! | #DIV/0! | #DIV/0! | #DIV/0! | #DIV/0! | #DIV/0! | #DIV/0! | #DIV/0! | #DIV/0! | #DIV/0! | #DIV/0! | #DIV/0! | #DIV/0! | #DIV/0! | #DIV/0! | #DIV/0! | #DIV/0! | #DIV/0! | #DIV/0! | #DIV/0! | #DIV/0! | #DIV/0! | #DIV/0! | #DIV/0! | #DIV/0! | #DIV/0! | #DIV/0! | #DIV/0! | #DIV/0! | #DIV/0! | #DIV/0! | #DIV/0! | 31.2467 | 39.2039 | 38.7611 | 42.4579 | 39.9838 | 40.3061 | 35.6044 | 26.4052 | #DIV/0! | #DIV/0! | #DIV/0! | #DIV/0! | #DIV/0! | #DIV/0! | #DIV/0! | #DIV/0! | #DIV/0! | #DIV/0! | #DIV/0! | #DIV/0! | #DIV/0! | #DIV/0! | #DIV/0! | #DIV/0! | #DIV/0! | #DIV/0!
0 | 0 | 0 | 0 | 400 | 900 | #DIV/0! | #DIV/0! | -0.98585 | -7.1 | 46.486 | #DIV/0! | #DIV/0! | #DIV/0! | #DIV/0! | #DIV/0! | #DIV/0! | #DIV/0! | #DIV/0! | #DIV/0! | #DIV/0! | #DIV/0! | #DIV/0! | #DIV/0! | #DIV/0! | #DIV/0! | #DIV/0! | #DIV/0! | #DIV/0! | #DIV/0! | #DIV/0! | #DIV/0! | #DIV/0! | #DIV/0! | #DIV/0! | #DIV/0! | #DIV/0! | #DIV/0! | #DIV/0! | #DIV/0! | #DIV/0! | #DIV/0! | #DIV/0! | #DIV/0! | #DIV/0! | #DIV/0! | #DIV/0! | #DIV/0! | #DIV/0! | #DIV/0! | #DIV/0! | #DIV/0! | #DIV/0! | #DIV/0! | #DIV/0! | #DIV/0! | #DIV/0! | #DIV/0! | #DIV/0! | #DIV/0! | #DIV/0! | #DIV/0! | #DIV/0! | #DIV/0! | #DIV/0! | #DIV/0! | #DIV/0! | #DIV/0! | #DIV/0! | #DIV/0! | #DIV/0! | #DIV/0! | #DIV/0! | #DIV/0! | #DIV/0! | #DIV/0! | #DIV/0! | #DIV/0! | #DIV/0! | #DIV/0! | #DIV/0! | #DIV/0! | #DIV/0! | #DIV/0! | #DIV/0! | #DIV/0! | #DIV/0! | #DIV/0! | 31.2467 | 39.2039 | 38.7611 | 42.4579 | 39.9838 | 40.3061 | 35.6044 | 26.4052 | #DIV/0! | #DIV/0! | #DIV/0! | #DIV/0! | #DIV/0! | #DIV/0! | #DIV/0! | #DIV/0! | #DIV/0! | #DIV/0! | #DIV/0! | #DIV/0! | #DIV/0! | #DIV/0! | #DIV/0! | #DIV/0! | #DIV/0! | #DIV/0!
0 | 0 | 0 | 0 | 400 | 900 | #DIV/0! | #DIV/0! | -0.98585 | -7.1 | 46.486 | #DIV/0! | #DIV/0! | #DIV/0! | #DIV/0! | #DIV/0! | #DIV/0! | #DIV/0! | #DIV/0! | #DIV/0! | #DIV/0! | #DIV/0! | #DIV/0! | #DIV/0! | #DIV/0! | #DIV/0! | #DIV/0! | #DIV/0! | #DIV/0! | #DIV/0! | #DIV/0! | #DIV/0! | #DIV/0! | #DIV/0! | #DIV/0! | #DIV/0! | #DIV/0! | #DIV/0! | #DIV/0! | #DIV/0! | #DIV/0! | #DIV/0! | #DIV/0! | #DIV/0! | #DIV/0! | #DIV/0! | #DIV/0! | #DIV/0! | #DIV/0! | #DIV/0! | #DIV/0! | #DIV/0! | #DIV/0! | #DIV/0! | #DIV/0! | #DIV/0! | #DIV/0! | #DIV/0! | #DIV/0! | #DIV/0! | #DIV/0! | #DIV/0! | #DIV/0! | #DIV/0! | #DIV/0! | #DIV/0! | #DIV/0! | #DIV/0! | #DIV/0! | #DIV/0! | #DIV/0! | #DIV/0! | #DIV/0! | #DIV/0! | #DIV/0! | #DIV/0! | #DIV/0! | #DIV/0! | #DIV/0! | #DIV/0! | #DIV/0! | #DIV/0! | #DIV/0! | #DIV/0! | #DIV/0! | #DIV/0! | #DIV/0! | #DIV/0! | 31.2467 | 39.2039 | 38.7611 | 42.4579 | 39.9838 | 40.3061 | 35.6044 | 26.4052 | #DIV/0! | #DIV/0! | #DIV/0! | #DIV/0! | #DIV/0! | #DIV/0! | #DIV/0! | #DIV/0! | #DIV/0! | #DIV/0! | #DIV/0! | #DIV/0! | #DIV/0! | #DIV/0! | #DIV/0! | #DIV/0! | #DIV/0! | #DIV/0!
0 | 0 | 0 | 0 | 400 | 900 | #DIV/0! | #DIV/0! | -0.98585 | -7.1 | 46.486 | #DIV/0! | #DIV/0! | #DIV/0! | #DIV/0! | #DIV/0! | #DIV/0! | #DIV/0! | #DIV/0! | #DIV/0! | #DIV/0! | #DIV/0! | #DIV/0! | #DIV/0! | #DIV/0! | #DIV/0! | #DIV/0! | #DIV/0! | #DIV/0! | #DIV/0! | #DIV/0! | #DIV/0! | #DIV/0! | #DIV/0! | #DIV/0! | #DIV/0! | #DIV/0! | #DIV/0! | #DIV/0! | #DIV/0! | #DIV/0! | #DIV/0! | #DIV/0! | #DIV/0! | #DIV/0! | #DIV/0! | #DIV/0! | #DIV/0! | #DIV/0! | #DIV/0! | #DIV/0! | #DIV/0! | #DIV/0! | #DIV/0! | #DIV/0! | #DIV/0! | #DIV/0! | #DIV/0! | #DIV/0! | #DIV/0! | #DIV/0! | #DIV/0! | #DIV/0! | #DIV/0! | #DIV/0! | #DIV/0! | #DIV/0! | #DIV/0! | #DIV/0! | #DIV/0! | #DIV/0! | #DIV/0! | #DIV/0! | #DIV/0! | #DIV/0! | #DIV/0! | #DIV/0! | #DIV/0! | #DIV/0! | #DIV/0! | #DIV/0! | #DIV/0! | #DIV/0! | #DIV/0! | #DIV/0! | #DIV/0! | #DIV/0! | #DIV/0! | 31.2467 | 39.2039 | 38.7611 | 42.4579 | 39.9838 | 40.3061 | 35.6044 | 26.4052 | #DIV/0! | #DIV/0! | #DIV/0! | #DIV/0! | #DIV/0! | #DIV/0! | #DIV/0! | #DIV/0! | #DIV/0! | #DIV/0! | #DIV/0! | #DIV/0! | #DIV/0! | #DIV/0! | #DIV/0! | #DIV/0! | #DIV/0! | #DIV/0!
0 | 0 | 0 | 0 | 400 | 900 | #DIV/0! | #DIV/0! | -0.98585 | -7.1 | 46.486 | #DIV/0! | #DIV/0! | #DIV/0! | #DIV/0! | #DIV/0! | #DIV/0! | #DIV/0! | #DIV/0! | #DIV/0! | #DIV/0! | #DIV/0! | #DIV/0! | #DIV/0! | #DIV/0! | #DIV/0! | #DIV/0! | #DIV/0! | #DIV/0! | #DIV/0! | #DIV/0! | #DIV/0! | #DIV/0! | #DIV/0! | #DIV/0! | #DIV/0! | #DIV/0! | #DIV/0! | #DIV/0! | #DIV/0! | #DIV/0! | #DIV/0! | #DIV/0! | #DIV/0! | #DIV/0! | #DIV/0! | #DIV/0! | #DIV/0! | #DIV/0! | #DIV/0! | #DIV/0! | #DIV/0! | #DIV/0! | #DIV/0! | #DIV/0! | #DIV/0! | #DIV/0! | #DIV/0! | #DIV/0! | #DIV/0! | #DIV/0! | #DIV/0! | #DIV/0! | #DIV/0! | #DIV/0! | #DIV/0! | #DIV/0! | #DIV/0! | #DIV/0! | #DIV/0! | #DIV/0! | #DIV/0! | #DIV/0! | #DIV/0! | #DIV/0! | #DIV/0! | #DIV/0! | #DIV/0! | #DIV/0! | #DIV/0! | #DIV/0! | #DIV/0! | #DIV/0! | #DIV/0! | #DIV/0! | #DIV/0! | #DIV/0! | #DIV/0! | 31.2467 | 39.2039 | 38.7611 | 42.4579 | 39.9838 | 40.3061 | 35.6044 | 26.4052 | #DIV/0! | #DIV/0! | #DIV/0! | #DIV/0! | #DIV/0! | #DIV/0! | #DIV/0! | #DIV/0! | #DIV/0! | #DIV/0! | #DIV/0! | #DIV/0! | #DIV/0! | #DIV/0! | #DIV/0! | #DIV/0! | #DIV/0! | #DIV/0!
0 | 0 | 0 | 0 | 400 | 900 | #DIV/0! | #DIV/0! | -0.98585 | -7.1 | 46.486 | #DIV/0! | #DIV/0! | #DIV/0! | #DIV/0! | #DIV/0! | #DIV/0! | #DIV/0! | #DIV/0! | #DIV/0! | #DIV/0! | #DIV/0! | #DIV/0! | #DIV/0! | #DIV/0! | #DIV/0! | #DIV/0! | #DIV/0! | #DIV/0! | #DIV/0! | #DIV/0! | #DIV/0! | #DIV/0! | #DIV/0! | #DIV/0! | #DIV/0! | #DIV/0! | #DIV/0! | #DIV/0! | #DIV/0! | #DIV/0! | #DIV/0! | #DIV/0! | #DIV/0! | #DIV/0! | #DIV/0! | #DIV/0! | #DIV/0! | #DIV/0! | #DIV/0! | #DIV/0! | #DIV/0! | #DIV/0! | #DIV/0! | #DIV/0! | #DIV/0! | #DIV/0! | #DIV/0! | #DIV/0! | #DIV/0! | #DIV/0! | #DIV/0! | #DIV/0! | #DIV/0! | #DIV/0! | #DIV/0! | #DIV/0! | #DIV/0! | #DIV/0! | #DIV/0! | #DIV/0! | #DIV/0! | #DIV/0! | #DIV/0! | #DIV/0! | #DIV/0! | #DIV/0! | #DIV/0! | #DIV/0! | #DIV/0! | #DIV/0! | #DIV/0! | #DIV/0! | #DIV/0! | #DIV/0! | #DIV/0! | #DIV/0! | #DIV/0! | 31.2467 | 39.2039 | 38.7611 | 42.4579 | 39.9838 | 40.3061 | 35.6044 | 26.4052 | #DIV/0! | #DIV/0! | #DIV/0! | #DIV/0! | #DIV/0! | #DIV/0! | #DIV/0! | #DIV/0! | #DIV/0! | #DIV/0! | #DIV/0! | #DIV/0! | #DIV/0! | #DIV/0! | #DIV/0! | #DIV/0! | #DIV/0! | #DIV/0!
0 | 0 | 0 | 0 | 400 | 900 | #DIV/0! | #DIV/0! | -0.98585 | -7.1 | 46.486 | #DIV/0! | #DIV/0! | #DIV/0! | #DIV/0! | #DIV/0! | #DIV/0! | #DIV/0! | #DIV/0! | #DIV/0! | #DIV/0! | #DIV/0! | #DIV/0! | #DIV/0! | #DIV/0! | #DIV/0! | #DIV/0! | #DIV/0! | #DIV/0! | #DIV/0! | #DIV/0! | #DIV/0! | #DIV/0! | #DIV/0! | #DIV/0! | #DIV/0! | #DIV/0! | #DIV/0! | #DIV/0! | #DIV/0! | #DIV/0! | #DIV/0! | #DIV/0! | #DIV/0! | #DIV/0! | #DIV/0! | #DIV/0! | #DIV/0! | #DIV/0! | #DIV/0! | #DIV/0! | #DIV/0! | #DIV/0! | #DIV/0! | #DIV/0! | #DIV/0! | #DIV/0! | #DIV/0! | #DIV/0! | #DIV/0! | #DIV/0! | #DIV/0! | #DIV/0! | #DIV/0! | #DIV/0! | #DIV/0! | #DIV/0! | #DIV/0! | #DIV/0! | #DIV/0! | #DIV/0! | #DIV/0! | #DIV/0! | #DIV/0! | #DIV/0! | #DIV/0! | #DIV/0! | #DIV/0! | #DIV/0! | #DIV/0! | #DIV/0! | #DIV/0! | #DIV/0! | #DIV/0! | #DIV/0! | #DIV/0! | #DIV/0! | #DIV/0! | 31.2467 | 39.2039 | 38.7611 | 42.4579 | 39.9838 | 40.3061 | 35.6044 | 26.4052 | #DIV/0! | #DIV/0! | #DIV/0! | #DIV/0! | #DIV/0! | #DIV/0! | #DIV/0! | #DIV/0! | #DIV/0! | #DIV/0! | #DIV/0! | #DIV/0! | #DIV/0! | #DIV/0! | #DIV/0! | #DIV/0! | #DIV/0! | #DIV/0!
0 | 0 | 0 | 0 | 400 | 900 | #DIV/0! | #DIV/0! | -0.98585 | -7.1 | 46.486 | #DIV/0! | #DIV/0! | #DIV/0! | #DIV/0! | #DIV/0! | #DIV/0! | #DIV/0! | #DIV/0! | #DIV/0! | #DIV/0! | #DIV/0! | #DIV/0! | #DIV/0! | #DIV/0! | #DIV/0! | #DIV/0! | #DIV/0! | #DIV/0! | #DIV/0! | #DIV/0! | #DIV/0! | #DIV/0! | #DIV/0! | #DIV/0! | #DIV/0! | #DIV/0! | #DIV/0! | #DIV/0! | #DIV/0! | #DIV/0! | #DIV/0! | #DIV/0! | #DIV/0! | #DIV/0! | #DIV/0! | #DIV/0! | #DIV/0! | #DIV/0! | #DIV/0! | #DIV/0! | #DIV/0! | #DIV/0! | #DIV/0! | #DIV/0! | #DIV/0! | #DIV/0! | #DIV/0! | #DIV/0! | #DIV/0! | #DIV/0! | #DIV/0! | #DIV/0! | #DIV/0! | #DIV/0! | #DIV/0! | #DIV/0! | #DIV/0! | #DIV/0! | #DIV/0! | #DIV/0! | #DIV/0! | #DIV/0! | #DIV/0! | #DIV/0! | #DIV/0! | #DIV/0! | #DIV/0! | #DIV/0! | #DIV/0! | #DIV/0! | #DIV/0! | #DIV/0! | #DIV/0! | #DIV/0! | #DIV/0! | #DIV/0! | #DIV/0! | 31.2467 | 39.2039 | 38.7611 | 42.4579 | 39.9838 | 40.3061 | 35.6044 | 26.4052 | #DIV/0! | #DIV/0! | #DIV/0! | #DIV/0! | #DIV/0! | #DIV/0! | #DIV/0! | #DIV/0! | #DIV/0! | #DIV/0! | #DIV/0! | #DIV/0! | #DIV/0! | #DIV/0! | #DIV/0! | #DIV/0! | #DIV/0! | #DIV/0!
0 | 0 | 0 | 0 | 400 | 900 | #DIV/0! | #DIV/0! | -0.98585 | -7.1 | 46.486 | #DIV/0! | #DIV/0! | #DIV/0! | #DIV/0! | #DIV/0! | #DIV/0! | #DIV/0! | #DIV/0! | #DIV/0! | #DIV/0! | #DIV/0! | #DIV/0! | #DIV/0! | #DIV/0! | #DIV/0! | #DIV/0! | #DIV/0! | #DIV/0! | #DIV/0! | #DIV/0! | #DIV/0! | #DIV/0! | #DIV/0! | #DIV/0! | #DIV/0! | #DIV/0! | #DIV/0! | #DIV/0! | #DIV/0! | #DIV/0! | #DIV/0! | #DIV/0! | #DIV/0! | #DIV/0! | #DIV/0! | #DIV/0! | #DIV/0! | #DIV/0! | #DIV/0! | #DIV/0! | #DIV/0! | #DIV/0! | #DIV/0! | #DIV/0! | #DIV/0! | #DIV/0! | #DIV/0! | #DIV/0! | #DIV/0! | #DIV/0! | #DIV/0! | #DIV/0! | #DIV/0! | #DIV/0! | #DIV/0! | #DIV/0! | #DIV/0! | #DIV/0! | #DIV/0! | #DIV/0! | #DIV/0! | #DIV/0! | #DIV/0! | #DIV/0! | #DIV/0! | #DIV/0! | #DIV/0! | #DIV/0! | #DIV/0! | #DIV/0! | #DIV/0! | #DIV/0! | #DIV/0! | #DIV/0! | #DIV/0! | #DIV/0! | #DIV/0! | 31.2467 | 39.2039 | 38.7611 | 42.4579 | 39.9838 | 40.3061 | 35.6044 | 26.4052 | #DIV/0! | #DIV/0! | #DIV/0! | #DIV/0! | #DIV/0! | #DIV/0! | #DIV/0! | #DIV/0! | #DIV/0! | #DIV/0! | #DIV/0! | #DIV/0! | #DIV/0! | #DIV/0! | #DIV/0! | #DIV/0! | #DIV/0! | #DIV/0!
0 | 0 | 0 | 0 | 400 | 900 | #DIV/0! | #DIV/0! | -0.98585 | -7.1 | 46.486 | #DIV/0! | #DIV/0! | #DIV/0! | #DIV/0! | #DIV/0! | #DIV/0! | #DIV/0! | #DIV/0! | #DIV/0! | #DIV/0! | #DIV/0! | #DIV/0! | #DIV/0! | #DIV/0! | #DIV/0! | #DIV/0! | #DIV/0! | #DIV/0! | #DIV/0! | #DIV/0! | #DIV/0! | #DIV/0! | #DIV/0! | #DIV/0! | #DIV/0! | #DIV/0! | #DIV/0! | #DIV/0! | #DIV/0! | #DIV/0! | #DIV/0! | #DIV/0! | #DIV/0! | #DIV/0! | #DIV/0! | #DIV/0! | #DIV/0! | #DIV/0! | #DIV/0! | #DIV/0! | #DIV/0! | #DIV/0! | #DIV/0! | #DIV/0! | #DIV/0! | #DIV/0! | #DIV/0! | #DIV/0! | #DIV/0! | #DIV/0! | #DIV/0! | #DIV/0! | #DIV/0! | #DIV/0! | #DIV/0! | #DIV/0! | #DIV/0! | #DIV/0! | #DIV/0! | #DIV/0! | #DIV/0! | #DIV/0! | #DIV/0! | #DIV/0! | #DIV/0! | #DIV/0! | #DIV/0! | #DIV/0! | #DIV/0! | #DIV/0! | #DIV/0! | #DIV/0! | #DIV/0! | #DIV/0! | #DIV/0! | #DIV/0! | #DIV/0! | 31.2467 | 39.2039 | 38.7611 | 42.4579 | 39.9838 | 40.3061 | 35.6044 | 26.4052 | #DIV/0! | #DIV/0! | #DIV/0! | #DIV/0! | #DIV/0! | #DIV/0! | #DIV/0! | #DIV/0! | #DIV/0! | #DIV/0! | #DIV/0! | #DIV/0! | #DIV/0! | #DIV/0! | #DIV/0! | #DIV/0! | #DIV/0! | #DIV/0!
0 | 0 | 0 | 0 | 400 | 900 | #DIV/0! | #DIV/0! | -0.98585 | -7.1 | 46.486 | #DIV/0! | #DIV/0! | #DIV/0! | #DIV/0! | #DIV/0! | #DIV/0! | #DIV/0! | #DIV/0! | #DIV/0! | #DIV/0! | #DIV/0! | #DIV/0! | #DIV/0! | #DIV/0! | #DIV/0! | #DIV/0! | #DIV/0! | #DIV/0! | #DIV/0! | #DIV/0! | #DIV/0! | #DIV/0! | #DIV/0! | #DIV/0! | #DIV/0! | #DIV/0! | #DIV/0! | #DIV/0! | #DIV/0! | #DIV/0! | #DIV/0! | #DIV/0! | #DIV/0! | #DIV/0! | #DIV/0! | #DIV/0! | #DIV/0! | #DIV/0! | #DIV/0! | #DIV/0! | #DIV/0! | #DIV/0! | #DIV/0! | #DIV/0! | #DIV/0! | #DIV/0! | #DIV/0! | #DIV/0! | #DIV/0! | #DIV/0! | #DIV/0! | #DIV/0! | #DIV/0! | #DIV/0! | #DIV/0! | #DIV/0! | #DIV/0! | #DIV/0! | #DIV/0! | #DIV/0! | #DIV/0! | #DIV/0! | #DIV/0! | #DIV/0! | #DIV/0! | #DIV/0! | #DIV/0! | #DIV/0! | #DIV/0! | #DIV/0! | #DIV/0! | #DIV/0! | #DIV/0! | #DIV/0! | #DIV/0! | #DIV/0! | #DIV/0! | 31.2467 | 39.2039 | 38.7611 | 42.4579 | 39.9838 | 40.3061 | 35.6044 | 26.4052 | #DIV/0! | #DIV/0! | #DIV/0! | #DIV/0! | #DIV/0! | #DIV/0! | #DIV/0! | #DIV/0! | #DIV/0! | #DIV/0! | #DIV/0! | #DIV/0! | #DIV/0! | #DIV/0! | #DIV/0! | #DIV/0! | #DIV/0! | #DIV/0!
0 | 0 | 0 | 0 | 400 | 900 | #DIV/0! | #DIV/0! | -0.98585 | -7.1 | 46.486 | #DIV/0! | #DIV/0! | #DIV/0! | #DIV/0! | #DIV/0! | #DIV/0! | #DIV/0! | #DIV/0! | #DIV/0! | #DIV/0! | #DIV/0! | #DIV/0! | #DIV/0! | #DIV/0! | #DIV/0! | #DIV/0! | #DIV/0! | #DIV/0! | #DIV/0! | #DIV/0! | #DIV/0! | #DIV/0! | #DIV/0! | #DIV/0! | #DIV/0! | #DIV/0! | #DIV/0! | #DIV/0! | #DIV/0! | #DIV/0! | #DIV/0! | #DIV/0! | #DIV/0! | #DIV/0! | #DIV/0! | #DIV/0! | #DIV/0! | #DIV/0! | #DIV/0! | #DIV/0! | #DIV/0! | #DIV/0! | #DIV/0! | #DIV/0! | #DIV/0! | #DIV/0! | #DIV/0! | #DIV/0! | #DIV/0! | #DIV/0! | #DIV/0! | #DIV/0! | #DIV/0! | #DIV/0! | #DIV/0! | #DIV/0! | #DIV/0! | #DIV/0! | #DIV/0! | #DIV/0! | #DIV/0! | #DIV/0! | #DIV/0! | #DIV/0! | #DIV/0! | #DIV/0! | #DIV/0! | #DIV/0! | #DIV/0! | #DIV/0! | #DIV/0! | #DIV/0! | #DIV/0! | #DIV/0! | #DIV/0! | #DIV/0! | #DIV/0! | 31.2467 | 39.2039 | 38.7611 | 42.4579 | 39.9838 | 40.3061 | 35.6044 | 26.4052 | #DIV/0! | #DIV/0! | #DIV/0! | #DIV/0! | #DIV/0! | #DIV/0! | #DIV/0! | #DIV/0! | #DIV/0! | #DIV/0! | #DIV/0! | #DIV/0! | #DIV/0! | #DIV/0! | #DIV/0! | #DIV/0! | #DIV/0! | #DIV/0!
0 | 0 | 0 | 0 | 400 | 900 | #DIV/0! | #DIV/0! | -0.98585 | -7.1 | 46.486 | #DIV/0! | #DIV/0! | #DIV/0! | #DIV/0! | #DIV/0! | #DIV/0! | #DIV/0! | #DIV/0! | #DIV/0! | #DIV/0! | #DIV/0! | #DIV/0! | #DIV/0! | #DIV/0! | #DIV/0! | #DIV/0! | #DIV/0! | #DIV/0! | #DIV/0! | #DIV/0! | #DIV/0! | #DIV/0! | #DIV/0! | #DIV/0! | #DIV/0! | #DIV/0! | #DIV/0! | #DIV/0! | #DIV/0! | #DIV/0! | #DIV/0! | #DIV/0! | #DIV/0! | #DIV/0! | #DIV/0! | #DIV/0! | #DIV/0! | #DIV/0! | #DIV/0! | #DIV/0! | #DIV/0! | #DIV/0! | #DIV/0! | #DIV/0! | #DIV/0! | #DIV/0! | #DIV/0! | #DIV/0! | #DIV/0! | #DIV/0! | #DIV/0! | #DIV/0! | #DIV/0! | #DIV/0! | #DIV/0! | #DIV/0! | #DIV/0! | #DIV/0! | #DIV/0! | #DIV/0! | #DIV/0! | #DIV/0! | #DIV/0! | #DIV/0! | #DIV/0! | #DIV/0! | #DIV/0! | #DIV/0! | #DIV/0! | #DIV/0! | #DIV/0! | #DIV/0! | #DIV/0! | #DIV/0! | #DIV/0! | #DIV/0! | #DIV/0! | 31.2467 | 39.2039 | 38.7611 | 42.4579 | 39.9838 | 40.3061 | 35.6044 | 26.4052 | #DIV/0! | #DIV/0! | #DIV/0! | #DIV/0! | #DIV/0! | #DIV/0! | #DIV/0! | #DIV/0! | #DIV/0! | #DIV/0! | #DIV/0! | #DIV/0! | #DIV/0! | #DIV/0! | #DIV/0! | #DIV/0! | #DIV/0! | #DIV/0!
0 | 0 | 0 | 0 | 400 | 900 | #DIV/0! | #DIV/0! | -0.98585 | -7.1 | 46.486 | #DIV/0! | #DIV/0! | #DIV/0! | #DIV/0! | #DIV/0! | #DIV/0! | #DIV/0! | #DIV/0! | #DIV/0! | #DIV/0! | #DIV/0! | #DIV/0! | #DIV/0! | #DIV/0! | #DIV/0! | #DIV/0! | #DIV/0! | #DIV/0! | #DIV/0! | #DIV/0! | #DIV/0! | #DIV/0! | #DIV/0! | #DIV/0! | #DIV/0! | #DIV/0! | #DIV/0! | #DIV/0! | #DIV/0! | #DIV/0! | #DIV/0! | #DIV/0! | #DIV/0! | #DIV/0! | #DIV/0! | #DIV/0! | #DIV/0! | #DIV/0! | #DIV/0! | #DIV/0! | #DIV/0! | #DIV/0! | #DIV/0! | #DIV/0! | #DIV/0! | #DIV/0! | #DIV/0! | #DIV/0! | #DIV/0! | #DIV/0! | #DIV/0! | #DIV/0! | #DIV/0! | #DIV/0! | #DIV/0! | #DIV/0! | #DIV/0! | #DIV/0! | #DIV/0! | #DIV/0! | #DIV/0! | #DIV/0! | #DIV/0! | #DIV/0! | #DIV/0! | #DIV/0! | #DIV/0! | #DIV/0! | #DIV/0! | #DIV/0! | #DIV/0! | #DIV/0! | #DIV/0! | #DIV/0! | #DIV/0! | #DIV/0! | #DIV/0! | 31.2467 | 39.2039 | 38.7611 | 42.4579 | 39.9838 | 40.3061 | 35.6044 | 26.4052 | #DIV/0! | #DIV/0! | #DIV/0! | #DIV/0! | #DIV/0! | #DIV/0! | #DIV/0! | #DIV/0! | #DIV/0! | #DIV/0! | #DIV/0! | #DIV/0! | #DIV/0! | #DIV/0! | #DIV/0! | #DIV/0! | #DIV/0! | #DIV/0!
0 | 0 | 0 | 0 | 400 | 900 | #DIV/0! | #DIV/0! | -0.98585 | -7.1 | 46.486 | #DIV/0! | #DIV/0! | #DIV/0! | #DIV/0! | #DIV/0! | #DIV/0! | #DIV/0! | #DIV/0! | #DIV/0! | #DIV/0! | #DIV/0! | #DIV/0! | #DIV/0! | #DIV/0! | #DIV/0! | #DIV/0! | #DIV/0! | #DIV/0! | #DIV/0! | #DIV/0! | #DIV/0! | #DIV/0! | #DIV/0! | #DIV/0! | #DIV/0! | #DIV/0! | #DIV/0! | #DIV/0! | #DIV/0! | #DIV/0! | #DIV/0! | #DIV/0! | #DIV/0! | #DIV/0! | #DIV/0! | #DIV/0! | #DIV/0! | #DIV/0! | #DIV/0! | #DIV/0! | #DIV/0! | #DIV/0! | #DIV/0! | #DIV/0! | #DIV/0! | #DIV/0! | #DIV/0! | #DIV/0! | #DIV/0! | #DIV/0! | #DIV/0! | #DIV/0! | #DIV/0! | #DIV/0! | #DIV/0! | #DIV/0! | #DIV/0! | #DIV/0! | #DIV/0! | #DIV/0! | #DIV/0! | #DIV/0! | #DIV/0! | #DIV/0! | #DIV/0! | #DIV/0! | #DIV/0! | #DIV/0! | #DIV/0! | #DIV/0! | #DIV/0! | #DIV/0! | #DIV/0! | #DIV/0! | #DIV/0! | #DIV/0! | #DIV/0! | 31.2467 | 39.2039 | 38.7611 | 42.4579 | 39.9838 | 40.3061 | 35.6044 | 26.4052 | #DIV/0! | #DIV/0! | #DIV/0! | #DIV/0! | #DIV/0! | #DIV/0! | #DIV/0! | #DIV/0! | #DIV/0! | #DIV/0! | #DIV/0! | #DIV/0! | #DIV/0! | #DIV/0! | #DIV/0! | #DIV/0! | #DIV/0! | #DIV/0!
0 | 0 | 0 | 0 | 400 | 900 | #DIV/0! | #DIV/0! | -0.98585 | -7.1 | 46.486 | #DIV/0! | #DIV/0! | #DIV/0! | #DIV/0! | #DIV/0! | #DIV/0! | #DIV/0! | #DIV/0! | #DIV/0! | #DIV/0! | #DIV/0! | #DIV/0! | #DIV/0! | #DIV/0! | #DIV/0! | #DIV/0! | #DIV/0! | #DIV/0! | #DIV/0! | #DIV/0! | #DIV/0! | #DIV/0! | #DIV/0! | #DIV/0! | #DIV/0! | #DIV/0! | #DIV/0! | #DIV/0! | #DIV/0! | #DIV/0! | #DIV/0! | #DIV/0! | #DIV/0! | #DIV/0! | #DIV/0! | #DIV/0! | #DIV/0! | #DIV/0! | #DIV/0! | #DIV/0! | #DIV/0! | #DIV/0! | #DIV/0! | #DIV/0! | #DIV/0! | #DIV/0! | #DIV/0! | #DIV/0! | #DIV/0! | #DIV/0! | #DIV/0! | #DIV/0! | #DIV/0! | #DIV/0! | #DIV/0! | #DIV/0! | #DIV/0! | #DIV/0! | #DIV/0! | #DIV/0! | #DIV/0! | #DIV/0! | #DIV/0! | #DIV/0! | #DIV/0! | #DIV/0! | #DIV/0! | #DIV/0! | #DIV/0! | #DIV/0! | #DIV/0! | #DIV/0! | #DIV/0! | #DIV/0! | #DIV/0! | #DIV/0! | #DIV/0! | 31.2467 | 39.2039 | 38.7611 | 42.4579 | 39.9838 | 40.3061 | 35.6044 | 26.4052 | #DIV/0! | #DIV/0! | #DIV/0! | #DIV/0! | #DIV/0! | #DIV/0! | #DIV/0! | #DIV/0! | #DIV/0! | #DIV/0! | #DIV/0! | #DIV/0! | #DIV/0! | #DIV/0! | #DIV/0! | #DIV/0! | #DIV/0! | #DIV/0!
0 | 0 | 0 | 0 | 400 | 900 | #DIV/0! | #DIV/0! | -0.98585 | -7.1 | 46.486 | #DIV/0! | #DIV/0! | #DIV/0! | #DIV/0! | #DIV/0! | #DIV/0! | #DIV/0! | #DIV/0! | #DIV/0! | #DIV/0! | #DIV/0! | #DIV/0! | #DIV/0! | #DIV/0! | #DIV/0! | #DIV/0! | #DIV/0! | #DIV/0! | #DIV/0! | #DIV/0! | #DIV/0! | #DIV/0! | #DIV/0! | #DIV/0! | #DIV/0! | #DIV/0! | #DIV/0! | #DIV/0! | #DIV/0! | #DIV/0! | #DIV/0! | #DIV/0! | #DIV/0! | #DIV/0! | #DIV/0! | #DIV/0! | #DIV/0! | #DIV/0! | #DIV/0! | #DIV/0! | #DIV/0! | #DIV/0! | #DIV/0! | #DIV/0! | #DIV/0! | #DIV/0! | #DIV/0! | #DIV/0! | #DIV/0! | #DIV/0! | #DIV/0! | #DIV/0! | #DIV/0! | #DIV/0! | #DIV/0! | #DIV/0! | #DIV/0! | #DIV/0! | #DIV/0! | #DIV/0! | #DIV/0! | #DIV/0! | #DIV/0! | #DIV/0! | #DIV/0! | #DIV/0! | #DIV/0! | #DIV/0! | #DIV/0! | #DIV/0! | #DIV/0! | #DIV/0! | #DIV/0! | #DIV/0! | #DIV/0! | #DIV/0! | #DIV/0! | 31.2467 | 39.2039 | 38.7611 | 42.4579 | 39.9838 | 40.3061 | 35.6044 | 26.4052 | #DIV/0! | #DIV/0! | #DIV/0! | #DIV/0! | #DIV/0! | #DIV/0! | #DIV/0! | #DIV/0! | #DIV/0! | #DIV/0! | #DIV/0! | #DIV/0! | #DIV/0! | #DIV/0! | #DIV/0! | #DIV/0! | #DIV/0! | #DIV/0!
0 | 0 | 0 | 0 | 400 | 900 | #DIV/0! | #DIV/0! | -0.98585 | -7.1 | 46.486 | #DIV/0! | #DIV/0! | #DIV/0! | #DIV/0! | #DIV/0! | #DIV/0! | #DIV/0! | #DIV/0! | #DIV/0! | #DIV/0! | #DIV/0! | #DIV/0! | #DIV/0! | #DIV/0! | #DIV/0! | #DIV/0! | #DIV/0! | #DIV/0! | #DIV/0! | #DIV/0! | #DIV/0! | #DIV/0! | #DIV/0! | #DIV/0! | #DIV/0! | #DIV/0! | #DIV/0! | #DIV/0! | #DIV/0! | #DIV/0! | #DIV/0! | #DIV/0! | #DIV/0! | #DIV/0! | #DIV/0! | #DIV/0! | #DIV/0! | #DIV/0! | #DIV/0! | #DIV/0! | #DIV/0! | #DIV/0! | #DIV/0! | #DIV/0! | #DIV/0! | #DIV/0! | #DIV/0! | #DIV/0! | #DIV/0! | #DIV/0! | #DIV/0! | #DIV/0! | #DIV/0! | #DIV/0! | #DIV/0! | #DIV/0! | #DIV/0! | #DIV/0! | #DIV/0! | #DIV/0! | #DIV/0! | #DIV/0! | #DIV/0! | #DIV/0! | #DIV/0! | #DIV/0! | #DIV/0! | #DIV/0! | #DIV/0! | #DIV/0! | #DIV/0! | #DIV/0! | #DIV/0! | #DIV/0! | #DIV/0! | #DIV/0! | #DIV/0! | 31.2467 | 39.2039 | 38.7611 | 42.4579 | 39.9838 | 40.3061 | 35.6044 | 26.4052 | #DIV/0! | #DIV/0! | #DIV/0! | #DIV/0! | #DIV/0! | #DIV/0! | #DIV/0! | #DIV/0! | #DIV/0! | #DIV/0! | #DIV/0! | #DIV/0! | #DIV/0! | #DIV/0! | #DIV/0! | #DIV/0! | #DIV/0! | #DIV/0!
0 | 0 | 0 | 0 | 400 | 900 | #DIV/0! | #DIV/0! | -0.98585 | -7.1 | 46.486 | #DIV/0! | #DIV/0! | #DIV/0! | #DIV/0! | #DIV/0! | #DIV/0! | #DIV/0! | #DIV/0! | #DIV/0! | #DIV/0! | #DIV/0! | #DIV/0! | #DIV/0! | #DIV/0! | #DIV/0! | #DIV/0! | #DIV/0! | #DIV/0! | #DIV/0! | #DIV/0! | #DIV/0! | #DIV/0! | #DIV/0! | #DIV/0! | #DIV/0! | #DIV/0! | #DIV/0! | #DIV/0! | #DIV/0! | #DIV/0! | #DIV/0! | #DIV/0! | #DIV/0! | #DIV/0! | #DIV/0! | #DIV/0! | #DIV/0! | #DIV/0! | #DIV/0! | #DIV/0! | #DIV/0! | #DIV/0! | #DIV/0! | #DIV/0! | #DIV/0! | #DIV/0! | #DIV/0! | #DIV/0! | #DIV/0! | #DIV/0! | #DIV/0! | #DIV/0! | #DIV/0! | #DIV/0! | #DIV/0! | #DIV/0! | #DIV/0! | #DIV/0! | #DIV/0! | #DIV/0! | #DIV/0! | #DIV/0! | #DIV/0! | #DIV/0! | #DIV/0! | #DIV/0! | #DIV/0! | #DIV/0! | #DIV/0! | #DIV/0! | #DIV/0! | #DIV/0! | #DIV/0! | #DIV/0! | #DIV/0! | #DIV/0! | #DIV/0! | 31.2467 | 39.2039 | 38.7611 | 42.4579 | 39.9838 | 40.3061 | 35.6044 | 26.4052 | #DIV/0! | #DIV/0! | #DIV/0! | #DIV/0! | #DIV/0! | #DIV/0! | #DIV/0! | #DIV/0! | #DIV/0! | #DIV/0! | #DIV/0! | #DIV/0! | #DIV/0! | #DIV/0! | #DIV/0! | #DIV/0! | #DIV/0! | #DIV/0!
0 | 0 | 0 | 0 | 400 | 900 | #DIV/0! | #DIV/0! | -0.98585 | -7.1 | 46.486 | #DIV/0! | #DIV/0! | #DIV/0! | #DIV/0! | #DIV/0! | #DIV/0! | #DIV/0! | #DIV/0! | #DIV/0! | #DIV/0! | #DIV/0! | #DIV/0! | #DIV/0! | #DIV/0! | #DIV/0! | #DIV/0! | #DIV/0! | #DIV/0! | #DIV/0! | #DIV/0! | #DIV/0! | #DIV/0! | #DIV/0! | #DIV/0! | #DIV/0! | #DIV/0! | #DIV/0! | #DIV/0! | #DIV/0! | #DIV/0! | #DIV/0! | #DIV/0! | #DIV/0! | #DIV/0! | #DIV/0! | #DIV/0! | #DIV/0! | #DIV/0! | #DIV/0! | #DIV/0! | #DIV/0! | #DIV/0! | #DIV/0! | #DIV/0! | #DIV/0! | #DIV/0! | #DIV/0! | #DIV/0! | #DIV/0! | #DIV/0! | #DIV/0! | #DIV/0! | #DIV/0! | #DIV/0! | #DIV/0! | #DIV/0! | #DIV/0! | #DIV/0! | #DIV/0! | #DIV/0! | #DIV/0! | #DIV/0! | #DIV/0! | #DIV/0! | #DIV/0! | #DIV/0! | #DIV/0! | #DIV/0! | #DIV/0! | #DIV/0! | #DIV/0! | #DIV/0! | #DIV/0! | #DIV/0! | #DIV/0! | #DIV/0! | #DIV/0! | 31.2467 | 39.2039 | 38.7611 | 42.4579 | 39.9838 | 40.3061 | 35.6044 | 26.4052 | #DIV/0! | #DIV/0! | #DIV/0! | #DIV/0! | #DIV/0! | #DIV/0! | #DIV/0! | #DIV/0! | #DIV/0! | #DIV/0! | #DIV/0! | #DIV/0! | #DIV/0! | #DIV/0! | #DIV/0! | #DIV/0! | #DIV/0! | #DIV/0!
0 | 0 | 0 | 0 | 400 | 900 | #DIV/0! | #DIV/0! | -0.98585 | -7.1 | 46.486 | #DIV/0! | #DIV/0! | #DIV/0! | #DIV/0! | #DIV/0! | #DIV/0! | #DIV/0! | #DIV/0! | #DIV/0! | #DIV/0! | #DIV/0! | #DIV/0! | #DIV/0! | #DIV/0! | #DIV/0! | #DIV/0! | #DIV/0! | #DIV/0! | #DIV/0! | #DIV/0! | #DIV/0! | #DIV/0! | #DIV/0! | #DIV/0! | #DIV/0! | #DIV/0! | #DIV/0! | #DIV/0! | #DIV/0! | #DIV/0! | #DIV/0! | #DIV/0! | #DIV/0! | #DIV/0! | #DIV/0! | #DIV/0! | #DIV/0! | #DIV/0! | #DIV/0! | #DIV/0! | #DIV/0! | #DIV/0! | #DIV/0! | #DIV/0! | #DIV/0! | #DIV/0! | #DIV/0! | #DIV/0! | #DIV/0! | #DIV/0! | #DIV/0! | #DIV/0! | #DIV/0! | #DIV/0! | #DIV/0! | #DIV/0! | #DIV/0! | #DIV/0! | #DIV/0! | #DIV/0! | #DIV/0! | #DIV/0! | #DIV/0! | #DIV/0! | #DIV/0! | #DIV/0! | #DIV/0! | #DIV/0! | #DIV/0! | #DIV/0! | #DIV/0! | #DIV/0! | #DIV/0! | #DIV/0! | #DIV/0! | #DIV/0! | #DIV/0! | 31.2467 | 39.2039 | 38.7611 | 42.4579 | 39.9838 | 40.3061 | 35.6044 | 26.4052 | #DIV/0! | #DIV/0! | #DIV/0! | #DIV/0! | #DIV/0! | #DIV/0! | #DIV/0! | #DIV/0! | #DIV/0! | #DIV/0! | #DIV/0! | #DIV/0! | #DIV/0! | #DIV/0! | #DIV/0! | #DIV/0! | #DIV/0! | #DIV/0!
0 | 0 | 0 | 0 | 400 | 900 | #DIV/0! | #DIV/0! | -0.98585 | -7.1 | 46.486 | #DIV/0! | #DIV/0! | #DIV/0! | #DIV/0! | #DIV/0! | #DIV/0! | #DIV/0! | #DIV/0! | #DIV/0! | #DIV/0! | #DIV/0! | #DIV/0! | #DIV/0! | #DIV/0! | #DIV/0! | #DIV/0! | #DIV/0! | #DIV/0! | #DIV/0! | #DIV/0! | #DIV/0! | #DIV/0! | #DIV/0! | #DIV/0! | #DIV/0! | #DIV/0! | #DIV/0! | #DIV/0! | #DIV/0! | #DIV/0! | #DIV/0! | #DIV/0! | #DIV/0! | #DIV/0! | #DIV/0! | #DIV/0! | #DIV/0! | #DIV/0! | #DIV/0! | #DIV/0! | #DIV/0! | #DIV/0! | #DIV/0! | #DIV/0! | #DIV/0! | #DIV/0! | #DIV/0! | #DIV/0! | #DIV/0! | #DIV/0! | #DIV/0! | #DIV/0! | #DIV/0! | #DIV/0! | #DIV/0! | #DIV/0! | #DIV/0! | #DIV/0! | #DIV/0! | #DIV/0! | #DIV/0! | #DIV/0! | #DIV/0! | #DIV/0! | #DIV/0! | #DIV/0! | #DIV/0! | #DIV/0! | #DIV/0! | #DIV/0! | #DIV/0! | #DIV/0! | #DIV/0! | #DIV/0! | #DIV/0! | #DIV/0! | #DIV/0! | 31.2467 | 39.2039 | 38.7611 | 42.4579 | 39.9838 | 40.3061 | 35.6044 | 26.4052 | #DIV/0! | #DIV/0! | #DIV/0! | #DIV/0! | #DIV/0! | #DIV/0! | #DIV/0! | #DIV/0! | #DIV/0! | #DIV/0! | #DIV/0! | #DIV/0! | #DIV/0! | #DIV/0! | #DIV/0! | #DIV/0! | #DIV/0! | #DIV/0!
0 | 0 | 0 | 0 | 400 | 900 | #DIV/0! | #DIV/0! | -0.98585 | -7.1 | 46.486 | #DIV/0! | #DIV/0! | #DIV/0! | #DIV/0! | #DIV/0! | #DIV/0! | #DIV/0! | #DIV/0! | #DIV/0! | #DIV/0! | #DIV/0! | #DIV/0! | #DIV/0! | #DIV/0! | #DIV/0! | #DIV/0! | #DIV/0! | #DIV/0! | #DIV/0! | #DIV/0! | #DIV/0! | #DIV/0! | #DIV/0! | #DIV/0! | #DIV/0! | #DIV/0! | #DIV/0! | #DIV/0! | #DIV/0! | #DIV/0! | #DIV/0! | #DIV/0! | #DIV/0! | #DIV/0! | #DIV/0! | #DIV/0! | #DIV/0! | #DIV/0! | #DIV/0! | #DIV/0! | #DIV/0! | #DIV/0! | #DIV/0! | #DIV/0! | #DIV/0! | #DIV/0! | #DIV/0! | #DIV/0! | #DIV/0! | #DIV/0! | #DIV/0! | #DIV/0! | #DIV/0! | #DIV/0! | #DIV/0! | #DIV/0! | #DIV/0! | #DIV/0! | #DIV/0! | #DIV/0! | #DIV/0! | #DIV/0! | #DIV/0! | #DIV/0! | #DIV/0! | #DIV/0! | #DIV/0! | #DIV/0! | #DIV/0! | #DIV/0! | #DIV/0! | #DIV/0! | #DIV/0! | #DIV/0! | #DIV/0! | #DIV/0! | #DIV/0! | 31.2467 | 39.2039 | 38.7611 | 42.4579 | 39.9838 | 40.3061 | 35.6044 | 26.4052 | #DIV/0! | #DIV/0! | #DIV/0! | #DIV/0! | #DIV/0! | #DIV/0! | #DIV/0! | #DIV/0! | #DIV/0! | #DIV/0! | #DIV/0! | #DIV/0! | #DIV/0! | #DIV/0! | #DIV/0! | #DIV/0! | #DIV/0! | #DIV/0!
0 | 0 | 0 | 0 | 400 | 900 | #DIV/0! | #DIV/0! | -0.98585 | -7.1 | 46.486 | #DIV/0! | #DIV/0! | #DIV/0! | #DIV/0! | #DIV/0! | #DIV/0! | #DIV/0! | #DIV/0! | #DIV/0! | #DIV/0! | #DIV/0! | #DIV/0! | #DIV/0! | #DIV/0! | #DIV/0! | #DIV/0! | #DIV/0! | #DIV/0! | #DIV/0! | #DIV/0! | #DIV/0! | #DIV/0! | #DIV/0! | #DIV/0! | #DIV/0! | #DIV/0! | #DIV/0! | #DIV/0! | #DIV/0! | #DIV/0! | #DIV/0! | #DIV/0! | #DIV/0! | #DIV/0! | #DIV/0! | #DIV/0! | #DIV/0! | #DIV/0! | #DIV/0! | #DIV/0! | #DIV/0! | #DIV/0! | #DIV/0! | #DIV/0! | #DIV/0! | #DIV/0! | #DIV/0! | #DIV/0! | #DIV/0! | #DIV/0! | #DIV/0! | #DIV/0! | #DIV/0! | #DIV/0! | #DIV/0! | #DIV/0! | #DIV/0! | #DIV/0! | #DIV/0! | #DIV/0! | #DIV/0! | #DIV/0! | #DIV/0! | #DIV/0! | #DIV/0! | #DIV/0! | #DIV/0! | #DIV/0! | #DIV/0! | #DIV/0! | #DIV/0! | #DIV/0! | #DIV/0! | #DIV/0! | #DIV/0! | #DIV/0! | #DIV/0! | 31.2467 | 39.2039 | 38.7611 | 42.4579 | 39.9838 | 40.3061 | 35.6044 | 26.4052 | #DIV/0! | #DIV/0! | #DIV/0! | #DIV/0! | #DIV/0! | #DIV/0! | #DIV/0! | #DIV/0! | #DIV/0! | #DIV/0! | #DIV/0! | #DIV/0! | #DIV/0! | #DIV/0! | #DIV/0! | #DIV/0! | #DIV/0! | #DIV/0!
0 | 0 | 0 | 0 | 400 | 900 | #DIV/0! | #DIV/0! | -0.98585 | -7.1 | 46.486 | #DIV/0! | #DIV/0! | #DIV/0! | #DIV/0! | #DIV/0! | #DIV/0! | #DIV/0! | #DIV/0! | #DIV/0! | #DIV/0! | #DIV/0! | #DIV/0! | #DIV/0! | #DIV/0! | #DIV/0! | #DIV/0! | #DIV/0! | #DIV/0! | #DIV/0! | #DIV/0! | #DIV/0! | #DIV/0! | #DIV/0! | #DIV/0! | #DIV/0! | #DIV/0! | #DIV/0! | #DIV/0! | #DIV/0! | #DIV/0! | #DIV/0! | #DIV/0! | #DIV/0! | #DIV/0! | #DIV/0! | #DIV/0! | #DIV/0! | #DIV/0! | #DIV/0! | #DIV/0! | #DIV/0! | #DIV/0! | #DIV/0! | #DIV/0! | #DIV/0! | #DIV/0! | #DIV/0! | #DIV/0! | #DIV/0! | #DIV/0! | #DIV/0! | #DIV/0! | #DIV/0! | #DIV/0! | #DIV/0! | #DIV/0! | #DIV/0! | #DIV/0! | #DIV/0! | #DIV/0! | #DIV/0! | #DIV/0! | #DIV/0! | #DIV/0! | #DIV/0! | #DIV/0! | #DIV/0! | #DIV/0! | #DIV/0! | #DIV/0! | #DIV/0! | #DIV/0! | #DIV/0! | #DIV/0! | #DIV/0! | #DIV/0! | #DIV/0! | 31.2467 | 39.2039 | 38.7611 | 42.4579 | 39.9838 | 40.3061 | 35.6044 | 26.4052 | #DIV/0! | #DIV/0! | #DIV/0! | #DIV/0! | #DIV/0! | #DIV/0! | #DIV/0! | #DIV/0! | #DIV/0! | #DIV/0! | #DIV/0! | #DIV/0! | #DIV/0! | #DIV/0! | #DIV/0! | #DIV/0! | #DIV/0! | #DIV/0!
0 | 0 | 0 | 0 | 400 | 900 | #DIV/0! | #DIV/0! | -0.98585 | -7.1 | 46.486 | #DIV/0! | #DIV/0! | #DIV/0! | #DIV/0! | #DIV/0! | #DIV/0! | #DIV/0! | #DIV/0! | #DIV/0! | #DIV/0! | #DIV/0! | #DIV/0! | #DIV/0! | #DIV/0! | #DIV/0! | #DIV/0! | #DIV/0! | #DIV/0! | #DIV/0! | #DIV/0! | #DIV/0! | #DIV/0! | #DIV/0! | #DIV/0! | #DIV/0! | #DIV/0! | #DIV/0! | #DIV/0! | #DIV/0! | #DIV/0! | #DIV/0! | #DIV/0! | #DIV/0! | #DIV/0! | #DIV/0! | #DIV/0! | #DIV/0! | #DIV/0! | #DIV/0! | #DIV/0! | #DIV/0! | #DIV/0! | #DIV/0! | #DIV/0! | #DIV/0! | #DIV/0! | #DIV/0! | #DIV/0! | #DIV/0! | #DIV/0! | #DIV/0! | #DIV/0! | #DIV/0! | #DIV/0! | #DIV/0! | #DIV/0! | #DIV/0! | #DIV/0! | #DIV/0! | #DIV/0! | #DIV/0! | #DIV/0! | #DIV/0! | #DIV/0! | #DIV/0! | #DIV/0! | #DIV/0! | #DIV/0! | #DIV/0! | #DIV/0! | #DIV/0! | #DIV/0! | #DIV/0! | #DIV/0! | #DIV/0! | #DIV/0! | #DIV/0! | 31.2467 | 39.2039 | 38.7611 | 42.4579 | 39.9838 | 40.3061 | 35.6044 | 26.4052 | #DIV/0! | #DIV/0! | #DIV/0! | #DIV/0! | #DIV/0! | #DIV/0! | #DIV/0! | #DIV/0! | #DIV/0! | #DIV/0! | #DIV/0! | #DIV/0! | #DIV/0! | #DIV/0! | #DIV/0! | #DIV/0! | #DIV/0! | #DIV/0!
0 | 0 | 0 | 0 | 400 | 900 | #DIV/0! | #DIV/0! | -0.98585 | -7.1 | 46.486 | #DIV/0! | #DIV/0! | #DIV/0! | #DIV/0! | #DIV/0! | #DIV/0! | #DIV/0! | #DIV/0! | #DIV/0! | #DIV/0! | #DIV/0! | #DIV/0! | #DIV/0! | #DIV/0! | #DIV/0! | #DIV/0! | #DIV/0! | #DIV/0! | #DIV/0! | #DIV/0! | #DIV/0! | #DIV/0! | #DIV/0! | #DIV/0! | #DIV/0! | #DIV/0! | #DIV/0! | #DIV/0! | #DIV/0! | #DIV/0! | #DIV/0! | #DIV/0! | #DIV/0! | #DIV/0! | #DIV/0! | #DIV/0! | #DIV/0! | #DIV/0! | #DIV/0! | #DIV/0! | #DIV/0! | #DIV/0! | #DIV/0! | #DIV/0! | #DIV/0! | #DIV/0! | #DIV/0! | #DIV/0! | #DIV/0! | #DIV/0! | #DIV/0! | #DIV/0! | #DIV/0! | #DIV/0! | #DIV/0! | #DIV/0! | #DIV/0! | #DIV/0! | #DIV/0! | #DIV/0! | #DIV/0! | #DIV/0! | #DIV/0! | #DIV/0! | #DIV/0! | #DIV/0! | #DIV/0! | #DIV/0! | #DIV/0! | #DIV/0! | #DIV/0! | #DIV/0! | #DIV/0! | #DIV/0! | #DIV/0! | #DIV/0! | #DIV/0! | 31.2467 | 39.2039 | 38.7611 | 42.4579 | 39.9838 | 40.3061 | 35.6044 | 26.4052 | #DIV/0! | #DIV/0! | #DIV/0! | #DIV/0! | #DIV/0! | #DIV/0! | #DIV/0! | #DIV/0! | #DIV/0! | #DIV/0! | #DIV/0! | #DIV/0! | #DIV/0! | #DIV/0! | #DIV/0! | #DIV/0! | #DIV/0! | #DIV/0!
0 | 0 | 0 | 0 | 400 | 900 | #DIV/0! | #DIV/0! | -0.98585 | -7.1 | 46.486 | #DIV/0! | #DIV/0! | #DIV/0! | #DIV/0! | #DIV/0! | #DIV/0! | #DIV/0! | #DIV/0! | #DIV/0! | #DIV/0! | #DIV/0! | #DIV/0! | #DIV/0! | #DIV/0! | #DIV/0! | #DIV/0! | #DIV/0! | #DIV/0! | #DIV/0! | #DIV/0! | #DIV/0! | #DIV/0! | #DIV/0! | #DIV/0! | #DIV/0! | #DIV/0! | #DIV/0! | #DIV/0! | #DIV/0! | #DIV/0! | #DIV/0! | #DIV/0! | #DIV/0! | #DIV/0! | #DIV/0! | #DIV/0! | #DIV/0! | #DIV/0! | #DIV/0! | #DIV/0! | #DIV/0! | #DIV/0! | #DIV/0! | #DIV/0! | #DIV/0! | #DIV/0! | #DIV/0! | #DIV/0! | #DIV/0! | #DIV/0! | #DIV/0! | #DIV/0! | #DIV/0! | #DIV/0! | #DIV/0! | #DIV/0! | #DIV/0! | #DIV/0! | #DIV/0! | #DIV/0! | #DIV/0! | #DIV/0! | #DIV/0! | #DIV/0! | #DIV/0! | #DIV/0! | #DIV/0! | #DIV/0! | #DIV/0! | #DIV/0! | #DIV/0! | #DIV/0! | #DIV/0! | #DIV/0! | #DIV/0! | #DIV/0! | #DIV/0! | 31.2467 | 39.2039 | 38.7611 | 42.4579 | 39.9838 | 40.3061 | 35.6044 | 26.4052 | #DIV/0! | #DIV/0! | #DIV/0! | #DIV/0! | #DIV/0! | #DIV/0! | #DIV/0! | #DIV/0! | #DIV/0! | #DIV/0! | #DIV/0! | #DIV/0! | #DIV/0! | #DIV/0! | #DIV/0! | #DIV/0! | #DIV/0! | #DIV/0!
0 | 0 | 0 | 0 | 400 | 900 | #DIV/0! | #DIV/0! | -0.98585 | -7.1 | 46.486 | #DIV/0! | #DIV/0! | #DIV/0! | #DIV/0! | #DIV/0! | #DIV/0! | #DIV/0! | #DIV/0! | #DIV/0! | #DIV/0! | #DIV/0! | #DIV/0! | #DIV/0! | #DIV/0! | #DIV/0! | #DIV/0! | #DIV/0! | #DIV/0! | #DIV/0! | #DIV/0! | #DIV/0! | #DIV/0! | #DIV/0! | #DIV/0! | #DIV/0! | #DIV/0! | #DIV/0! | #DIV/0! | #DIV/0! | #DIV/0! | #DIV/0! | #DIV/0! | #DIV/0! | #DIV/0! | #DIV/0! | #DIV/0! | #DIV/0! | #DIV/0! | #DIV/0! | #DIV/0! | #DIV/0! | #DIV/0! | #DIV/0! | #DIV/0! | #DIV/0! | #DIV/0! | #DIV/0! | #DIV/0! | #DIV/0! | #DIV/0! | #DIV/0! | #DIV/0! | #DIV/0! | #DIV/0! | #DIV/0! | #DIV/0! | #DIV/0! | #DIV/0! | #DIV/0! | #DIV/0! | #DIV/0! | #DIV/0! | #DIV/0! | #DIV/0! | #DIV/0! | #DIV/0! | #DIV/0! | #DIV/0! | #DIV/0! | #DIV/0! | #DIV/0! | #DIV/0! | #DIV/0! | #DIV/0! | #DIV/0! | #DIV/0! | #DIV/0! | 31.2467 | 39.2039 | 38.7611 | 42.4579 | 39.9838 | 40.3061 | 35.6044 | 26.4052 | #DIV/0! | #DIV/0! | #DIV/0! | #DIV/0! | #DIV/0! | #DIV/0! | #DIV/0! | #DIV/0! | #DIV/0! | #DIV/0! | #DIV/0! | #DIV/0! | #DIV/0! | #DIV/0! | #DIV/0! | #DIV/0! | #DIV/0! | #DIV/0!
0 | 0 | 0 | 0 | 400 | 900 | #DIV/0! | #DIV/0! | -0.98585 | -7.1 | 46.486 | #DIV/0! | #DIV/0! | #DIV/0! | #DIV/0! | #DIV/0! | #DIV/0! | #DIV/0! | #DIV/0! | #DIV/0! | #DIV/0! | #DIV/0! | #DIV/0! | #DIV/0! | #DIV/0! | #DIV/0! | #DIV/0! | #DIV/0! | #DIV/0! | #DIV/0! | #DIV/0! | #DIV/0! | #DIV/0! | #DIV/0! | #DIV/0! | #DIV/0! | #DIV/0! | #DIV/0! | #DIV/0! | #DIV/0! | #DIV/0! | #DIV/0! | #DIV/0! | #DIV/0! | #DIV/0! | #DIV/0! | #DIV/0! | #DIV/0! | #DIV/0! | #DIV/0! | #DIV/0! | #DIV/0! | #DIV/0! | #DIV/0! | #DIV/0! | #DIV/0! | #DIV/0! | #DIV/0! | #DIV/0! | #DIV/0! | #DIV/0! | #DIV/0! | #DIV/0! | #DIV/0! | #DIV/0! | #DIV/0! | #DIV/0! | #DIV/0! | #DIV/0! | #DIV/0! | #DIV/0! | #DIV/0! | #DIV/0! | #DIV/0! | #DIV/0! | #DIV/0! | #DIV/0! | #DIV/0! | #DIV/0! | #DIV/0! | #DIV/0! | #DIV/0! | #DIV/0! | #DIV/0! | #DIV/0! | #DIV/0! | #DIV/0! | #DIV/0! | 31.2467 | 39.2039 | 38.7611 | 42.4579 | 39.9838 | 40.3061 | 35.6044 | 26.4052 | #DIV/0! | #DIV/0! | #DIV/0! | #DIV/0! | #DIV/0! | #DIV/0! | #DIV/0! | #DIV/0! | #DIV/0! | #DIV/0! | #DIV/0! | #DIV/0! | #DIV/0! | #DIV/0! | #DIV/0! | #DIV/0! | #DIV/0! | #DIV/0!
0 | 0 | 0 | 0 | 400 | 900 | #DIV/0! | #DIV/0! | -0.98585 | -7.1 | 46.486 | #DIV/0! | #DIV/0! | #DIV/0! | #DIV/0! | #DIV/0! | #DIV/0! | #DIV/0! | #DIV/0! | #DIV/0! | #DIV/0! | #DIV/0! | #DIV/0! | #DIV/0! | #DIV/0! | #DIV/0! | #DIV/0! | #DIV/0! | #DIV/0! | #DIV/0! | #DIV/0! | #DIV/0! | #DIV/0! | #DIV/0! | #DIV/0! | #DIV/0! | #DIV/0! | #DIV/0! | #DIV/0! | #DIV/0! | #DIV/0! | #DIV/0! | #DIV/0! | #DIV/0! | #DIV/0! | #DIV/0! | #DIV/0! | #DIV/0! | #DIV/0! | #DIV/0! | #DIV/0! | #DIV/0! | #DIV/0! | #DIV/0! | #DIV/0! | #DIV/0! | #DIV/0! | #DIV/0! | #DIV/0! | #DIV/0! | #DIV/0! | #DIV/0! | #DIV/0! | #DIV/0! | #DIV/0! | #DIV/0! | #DIV/0! | #DIV/0! | #DIV/0! | #DIV/0! | #DIV/0! | #DIV/0! | #DIV/0! | #DIV/0! | #DIV/0! | #DIV/0! | #DIV/0! | #DIV/0! | #DIV/0! | #DIV/0! | #DIV/0! | #DIV/0! | #DIV/0! | #DIV/0! | #DIV/0! | #DIV/0! | #DIV/0! | #DIV/0! | 31.2467 | 39.2039 | 38.7611 | 42.4579 | 39.9838 | 40.3061 | 35.6044 | 26.4052 | #DIV/0! | #DIV/0! | #DIV/0! | #DIV/0! | #DIV/0! | #DIV/0! | #DIV/0! | #DIV/0! | #DIV/0! | #DIV/0! | #DIV/0! | #DIV/0! | #DIV/0! | #DIV/0! | #DIV/0! | #DIV/0! | #DIV/0! | #DIV/0!
0 | 0 | 0 | 0 | 400 | 900 | #DIV/0! | #DIV/0! | -0.98585 | -7.1 | 46.486 | #DIV/0! | #DIV/0! | #DIV/0! | #DIV/0! | #DIV/0! | #DIV/0! | #DIV/0! | #DIV/0! | #DIV/0! | #DIV/0! | #DIV/0! | #DIV/0! | #DIV/0! | #DIV/0! | #DIV/0! | #DIV/0! | #DIV/0! | #DIV/0! | #DIV/0! | #DIV/0! | #DIV/0! | #DIV/0! | #DIV/0! | #DIV/0! | #DIV/0! | #DIV/0! | #DIV/0! | #DIV/0! | #DIV/0! | #DIV/0! | #DIV/0! | #DIV/0! | #DIV/0! | #DIV/0! | #DIV/0! | #DIV/0! | #DIV/0! | #DIV/0! | #DIV/0! | #DIV/0! | #DIV/0! | #DIV/0! | #DIV/0! | #DIV/0! | #DIV/0! | #DIV/0! | #DIV/0! | #DIV/0! | #DIV/0! | #DIV/0! | #DIV/0! | #DIV/0! | #DIV/0! | #DIV/0! | #DIV/0! | #DIV/0! | #DIV/0! | #DIV/0! | #DIV/0! | #DIV/0! | #DIV/0! | #DIV/0! | #DIV/0! | #DIV/0! | #DIV/0! | #DIV/0! | #DIV/0! | #DIV/0! | #DIV/0! | #DIV/0! | #DIV/0! | #DIV/0! | #DIV/0! | #DIV/0! | #DIV/0! | #DIV/0! | #DIV/0! | 31.2467 | 39.2039 | 38.7611 | 42.4579 | 39.9838 | 40.3061 | 35.6044 | 26.4052 | #DIV/0! | #DIV/0! | #DIV/0! | #DIV/0! | #DIV/0! | #DIV/0! | #DIV/0! | #DIV/0! | #DIV/0! | #DIV/0! | #DIV/0! | #DIV/0! | #DIV/0! | #DIV/0! | #DIV/0! | #DIV/0! | #DIV/0! | #DIV/0!
0 | 0 | 0 | 0 | 400 | 900 | #DIV/0! | #DIV/0! | -0.98585 | -7.1 | 46.486 | #DIV/0! | #DIV/0! | #DIV/0! | #DIV/0! | #DIV/0! | #DIV/0! | #DIV/0! | #DIV/0! | #DIV/0! | #DIV/0! | #DIV/0! | #DIV/0! | #DIV/0! | #DIV/0! | #DIV/0! | #DIV/0! | #DIV/0! | #DIV/0! | #DIV/0! | #DIV/0! | #DIV/0! | #DIV/0! | #DIV/0! | #DIV/0! | #DIV/0! | #DIV/0! | #DIV/0! | #DIV/0! | #DIV/0! | #DIV/0! | #DIV/0! | #DIV/0! | #DIV/0! | #DIV/0! | #DIV/0! | #DIV/0! | #DIV/0! | #DIV/0! | #DIV/0! | #DIV/0! | #DIV/0! | #DIV/0! | #DIV/0! | #DIV/0! | #DIV/0! | #DIV/0! | #DIV/0! | #DIV/0! | #DIV/0! | #DIV/0! | #DIV/0! | #DIV/0! | #DIV/0! | #DIV/0! | #DIV/0! | #DIV/0! | #DIV/0! | #DIV/0! | #DIV/0! | #DIV/0! | #DIV/0! | #DIV/0! | #DIV/0! | #DIV/0! | #DIV/0! | #DIV/0! | #DIV/0! | #DIV/0! | #DIV/0! | #DIV/0! | #DIV/0! | #DIV/0! | #DIV/0! | #DIV/0! | #DIV/0! | #DIV/0! | #DIV/0! | 31.2467 | 39.2039 | 38.7611 | 42.4579 | 39.9838 | 40.3061 | 35.6044 | 26.4052 | #DIV/0! | #DIV/0! | #DIV/0! | #DIV/0! | #DIV/0! | #DIV/0! | #DIV/0! | #DIV/0! | #DIV/0! | #DIV/0! | #DIV/0! | #DIV/0! | #DIV/0! | #DIV/0! | #DIV/0! | #DIV/0! | #DIV/0! | #DIV/0!
0 | 0 | 0 | 0 | 400 | 900 | #DIV/0! | #DIV/0! | -0.98585 | -7.1 | 46.486 | #DIV/0! | #DIV/0! | #DIV/0! | #DIV/0! | #DIV/0! | #DIV/0! | #DIV/0! | #DIV/0! | #DIV/0! | #DIV/0! | #DIV/0! | #DIV/0! | #DIV/0! | #DIV/0! | #DIV/0! | #DIV/0! | #DIV/0! | #DIV/0! | #DIV/0! | #DIV/0! | #DIV/0! | #DIV/0! | #DIV/0! | #DIV/0! | #DIV/0! | #DIV/0! | #DIV/0! | #DIV/0! | #DIV/0! | #DIV/0! | #DIV/0! | #DIV/0! | #DIV/0! | #DIV/0! | #DIV/0! | #DIV/0! | #DIV/0! | #DIV/0! | #DIV/0! | #DIV/0! | #DIV/0! | #DIV/0! | #DIV/0! | #DIV/0! | #DIV/0! | #DIV/0! | #DIV/0! | #DIV/0! | #DIV/0! | #DIV/0! | #DIV/0! | #DIV/0! | #DIV/0! | #DIV/0! | #DIV/0! | #DIV/0! | #DIV/0! | #DIV/0! | #DIV/0! | #DIV/0! | #DIV/0! | #DIV/0! | #DIV/0! | #DIV/0! | #DIV/0! | #DIV/0! | #DIV/0! | #DIV/0! | #DIV/0! | #DIV/0! | #DIV/0! | #DIV/0! | #DIV/0! | #DIV/0! | #DIV/0! | #DIV/0! | #DIV/0! | 31.2467 | 39.2039 | 38.7611 | 42.4579 | 39.9838 | 40.3061 | 35.6044 | 26.4052 | #DIV/0! | #DIV/0! | #DIV/0! | #DIV/0! | #DIV/0! | #DIV/0! | #DIV/0! | #DIV/0! | #DIV/0! | #DIV/0! | #DIV/0! | #DIV/0! | #DIV/0! | #DIV/0! | #DIV/0! | #DIV/0! | #DIV/0! | #DIV/0!
0 | 0 | 0 | 0 | 400 | 900 | #DIV/0! | #DIV/0! | -0.98585 | -7.1 | 46.486 | #DIV/0! | #DIV/0! | #DIV/0! | #DIV/0! | #DIV/0! | #DIV/0! | #DIV/0! | #DIV/0! | #DIV/0! | #DIV/0! | #DIV/0! | #DIV/0! | #DIV/0! | #DIV/0! | #DIV/0! | #DIV/0! | #DIV/0! | #DIV/0! | #DIV/0! | #DIV/0! | #DIV/0! | #DIV/0! | #DIV/0! | #DIV/0! | #DIV/0! | #DIV/0! | #DIV/0! | #DIV/0! | #DIV/0! | #DIV/0! | #DIV/0! | #DIV/0! | #DIV/0! | #DIV/0! | #DIV/0! | #DIV/0! | #DIV/0! | #DIV/0! | #DIV/0! | #DIV/0! | #DIV/0! | #DIV/0! | #DIV/0! | #DIV/0! | #DIV/0! | #DIV/0! | #DIV/0! | #DIV/0! | #DIV/0! | #DIV/0! | #DIV/0! | #DIV/0! | #DIV/0! | #DIV/0! | #DIV/0! | #DIV/0! | #DIV/0! | #DIV/0! | #DIV/0! | #DIV/0! | #DIV/0! | #DIV/0! | #DIV/0! | #DIV/0! | #DIV/0! | #DIV/0! | #DIV/0! | #DIV/0! | #DIV/0! | #DIV/0! | #DIV/0! | #DIV/0! | #DIV/0! | #DIV/0! | #DIV/0! | #DIV/0! | #DIV/0! | 31.2467 | 39.2039 | 38.7611 | 42.4579 | 39.9838 | 40.3061 | 35.6044 | 26.4052 | #DIV/0! | #DIV/0! | #DIV/0! | #DIV/0! | #DIV/0! | #DIV/0! | #DIV/0! | #DIV/0! | #DIV/0! | #DIV/0! | #DIV/0! | #DIV/0! | #DIV/0! | #DIV/0! | #DIV/0! | #DIV/0! | #DIV/0! | #DIV/0!
0 | 0 | 0 | 0 | 400 | 900 | #DIV/0! | #DIV/0! | -0.98585 | -7.1 | 46.486 | #DIV/0! | #DIV/0! | #DIV/0! | #DIV/0! | #DIV/0! | #DIV/0! | #DIV/0! | #DIV/0! | #DIV/0! | #DIV/0! | #DIV/0! | #DIV/0! | #DIV/0! | #DIV/0! | #DIV/0! | #DIV/0! | #DIV/0! | #DIV/0! | #DIV/0! | #DIV/0! | #DIV/0! | #DIV/0! | #DIV/0! | #DIV/0! | #DIV/0! | #DIV/0! | #DIV/0! | #DIV/0! | #DIV/0! | #DIV/0! | #DIV/0! | #DIV/0! | #DIV/0! | #DIV/0! | #DIV/0! | #DIV/0! | #DIV/0! | #DIV/0! | #DIV/0! | #DIV/0! | #DIV/0! | #DIV/0! | #DIV/0! | #DIV/0! | #DIV/0! | #DIV/0! | #DIV/0! | #DIV/0! | #DIV/0! | #DIV/0! | #DIV/0! | #DIV/0! | #DIV/0! | #DIV/0! | #DIV/0! | #DIV/0! | #DIV/0! | #DIV/0! | #DIV/0! | #DIV/0! | #DIV/0! | #DIV/0! | #DIV/0! | #DIV/0! | #DIV/0! | #DIV/0! | #DIV/0! | #DIV/0! | #DIV/0! | #DIV/0! | #DIV/0! | #DIV/0! | #DIV/0! | #DIV/0! | #DIV/0! | #DIV/0! | #DIV/0! | 31.2467 | 39.2039 | 38.7611 | 42.4579 | 39.9838 | 40.3061 | 35.6044 | 26.4052 | #DIV/0! | #DIV/0! | #DIV/0! | #DIV/0! | #DIV/0! | #DIV/0! | #DIV/0! | #DIV/0! | #DIV/0! | #DIV/0! | #DIV/0! | #DIV/0! | #DIV/0! | #DIV/0! | #DIV/0! | #DIV/0! | #DIV/0! | #DIV/0!
0 | 0 | 0 | 0 | 400 | 900 | #DIV/0! | #DIV/0! | -0.98585 | -7.1 | 46.486 | #DIV/0! | #DIV/0! | #DIV/0! | #DIV/0! | #DIV/0! | #DIV/0! | #DIV/0! | #DIV/0! | #DIV/0! | #DIV/0! | #DIV/0! | #DIV/0! | #DIV/0! | #DIV/0! | #DIV/0! | #DIV/0! | #DIV/0! | #DIV/0! | #DIV/0! | #DIV/0! | #DIV/0! | #DIV/0! | #DIV/0! | #DIV/0! | #DIV/0! | #DIV/0! | #DIV/0! | #DIV/0! | #DIV/0! | #DIV/0! | #DIV/0! | #DIV/0! | #DIV/0! | #DIV/0! | #DIV/0! | #DIV/0! | #DIV/0! | #DIV/0! | #DIV/0! | #DIV/0! | #DIV/0! | #DIV/0! | #DIV/0! | #DIV/0! | #DIV/0! | #DIV/0! | #DIV/0! | #DIV/0! | #DIV/0! | #DIV/0! | #DIV/0! | #DIV/0! | #DIV/0! | #DIV/0! | #DIV/0! | #DIV/0! | #DIV/0! | #DIV/0! | #DIV/0! | #DIV/0! | #DIV/0! | #DIV/0! | #DIV/0! | #DIV/0! | #DIV/0! | #DIV/0! | #DIV/0! | #DIV/0! | #DIV/0! | #DIV/0! | #DIV/0! | #DIV/0! | #DIV/0! | #DIV/0! | #DIV/0! | #DIV/0! | #DIV/0! | 31.2467 | 39.2039 | 38.7611 | 42.4579 | 39.9838 | 40.3061 | 35.6044 | 26.4052 | #DIV/0! | #DIV/0! | #DIV/0! | #DIV/0! | #DIV/0! | #DIV/0! | #DIV/0! | #DIV/0! | #DIV/0! | #DIV/0! | #DIV/0! | #DIV/0! | #DIV/0! | #DIV/0! | #DIV/0! | #DIV/0! | #DIV/0! | #DIV/0!
0 | 0 | 0 | 0 | 400 | 900 | #DIV/0! | #DIV/0! | -0.98585 | -7.1 | 46.486 | #DIV/0! | #DIV/0! | #DIV/0! | #DIV/0! | #DIV/0! | #DIV/0! | #DIV/0! | #DIV/0! | #DIV/0! | #DIV/0! | #DIV/0! | #DIV/0! | #DIV/0! | #DIV/0! | #DIV/0! | #DIV/0! | #DIV/0! | #DIV/0! | #DIV/0! | #DIV/0! | #DIV/0! | #DIV/0! | #DIV/0! | #DIV/0! | #DIV/0! | #DIV/0! | #DIV/0! | #DIV/0! | #DIV/0! | #DIV/0! | #DIV/0! | #DIV/0! | #DIV/0! | #DIV/0! | #DIV/0! | #DIV/0! | #DIV/0! | #DIV/0! | #DIV/0! | #DIV/0! | #DIV/0! | #DIV/0! | #DIV/0! | #DIV/0! | #DIV/0! | #DIV/0! | #DIV/0! | #DIV/0! | #DIV/0! | #DIV/0! | #DIV/0! | #DIV/0! | #DIV/0! | #DIV/0! | #DIV/0! | #DIV/0! | #DIV/0! | #DIV/0! | #DIV/0! | #DIV/0! | #DIV/0! | #DIV/0! | #DIV/0! | #DIV/0! | #DIV/0! | #DIV/0! | #DIV/0! | #DIV/0! | #DIV/0! | #DIV/0! | #DIV/0! | #DIV/0! | #DIV/0! | #DIV/0! | #DIV/0! | #DIV/0! | #DIV/0! | 31.2467 | 39.2039 | 38.7611 | 42.4579 | 39.9838 | 40.3061 | 35.6044 | 26.4052 | #DIV/0! | #DIV/0! | #DIV/0! | #DIV/0! | #DIV/0! | #DIV/0! | #DIV/0! | #DIV/0! | #DIV/0! | #DIV/0! | #DIV/0! | #DIV/0! | #DIV/0! | #DIV/0! | #DIV/0! | #DIV/0! | #DIV/0! | #DIV/0!
0 | 0 | 0 | 0 | 400 | 900 | #DIV/0! | #DIV/0! | -0.98585 | -7.1 | 46.486 | #DIV/0! | #DIV/0! | #DIV/0! | #DIV/0! | #DIV/0! | #DIV/0! | #DIV/0! | #DIV/0! | #DIV/0! | #DIV/0! | #DIV/0! | #DIV/0! | #DIV/0! | #DIV/0! | #DIV/0! | #DIV/0! | #DIV/0! | #DIV/0! | #DIV/0! | #DIV/0! | #DIV/0! | #DIV/0! | #DIV/0! | #DIV/0! | #DIV/0! | #DIV/0! | #DIV/0! | #DIV/0! | #DIV/0! | #DIV/0! | #DIV/0! | #DIV/0! | #DIV/0! | #DIV/0! | #DIV/0! | #DIV/0! | #DIV/0! | #DIV/0! | #DIV/0! | #DIV/0! | #DIV/0! | #DIV/0! | #DIV/0! | #DIV/0! | #DIV/0! | #DIV/0! | #DIV/0! | #DIV/0! | #DIV/0! | #DIV/0! | #DIV/0! | #DIV/0! | #DIV/0! | #DIV/0! | #DIV/0! | #DIV/0! | #DIV/0! | #DIV/0! | #DIV/0! | #DIV/0! | #DIV/0! | #DIV/0! | #DIV/0! | #DIV/0! | #DIV/0! | #DIV/0! | #DIV/0! | #DIV/0! | #DIV/0! | #DIV/0! | #DIV/0! | #DIV/0! | #DIV/0! | #DIV/0! | #DIV/0! | #DIV/0! | #DIV/0! | 31.2467 | 39.2039 | 38.7611 | 42.4579 | 39.9838 | 40.3061 | 35.6044 | 26.4052 | #DIV/0! | #DIV/0! | #DIV/0! | #DIV/0! | #DIV/0! | #DIV/0! | #DIV/0! | #DIV/0! | #DIV/0! | #DIV/0! | #DIV/0! | #DIV/0! | #DIV/0! | #DIV/0! | #DIV/0! | #DIV/0! | #DIV/0! | #DIV/0!
0 | 0 | 0 | 0 | 400 | 900 | #DIV/0! | #DIV/0! | -0.98585 | -7.1 | 46.486 | #DIV/0! | #DIV/0! | #DIV/0! | #DIV/0! | #DIV/0! | #DIV/0! | #DIV/0! | #DIV/0! | #DIV/0! | #DIV/0! | #DIV/0! | #DIV/0! | #DIV/0! | #DIV/0! | #DIV/0! | #DIV/0! | #DIV/0! | #DIV/0! | #DIV/0! | #DIV/0! | #DIV/0! | #DIV/0! | #DIV/0! | #DIV/0! | #DIV/0! | #DIV/0! | #DIV/0! | #DIV/0! | #DIV/0! | #DIV/0! | #DIV/0! | #DIV/0! | #DIV/0! | #DIV/0! | #DIV/0! | #DIV/0! | #DIV/0! | #DIV/0! | #DIV/0! | #DIV/0! | #DIV/0! | #DIV/0! | #DIV/0! | #DIV/0! | #DIV/0! | #DIV/0! | #DIV/0! | #DIV/0! | #DIV/0! | #DIV/0! | #DIV/0! | #DIV/0! | #DIV/0! | #DIV/0! | #DIV/0! | #DIV/0! | #DIV/0! | #DIV/0! | #DIV/0! | #DIV/0! | #DIV/0! | #DIV/0! | #DIV/0! | #DIV/0! | #DIV/0! | #DIV/0! | #DIV/0! | #DIV/0! | #DIV/0! | #DIV/0! | #DIV/0! | #DIV/0! | #DIV/0! | #DIV/0! | #DIV/0! | #DIV/0! | #DIV/0! | 31.2467 | 39.2039 | 38.7611 | 42.4579 | 39.9838 | 40.3061 | 35.6044 | 26.4052 | #DIV/0! | #DIV/0! | #DIV/0! | #DIV/0! | #DIV/0! | #DIV/0! | #DIV/0! | #DIV/0! | #DIV/0! | #DIV/0! | #DIV/0! | #DIV/0! | #DIV/0! | #DIV/0! | #DIV/0! | #DIV/0! | #DIV/0! | #DIV/0!
0 | 0 | 0 | 0 | 400 | 900 | #DIV/0! | #DIV/0! | -0.98585 | -7.1 | 46.486 | #DIV/0! | #DIV/0! | #DIV/0! | #DIV/0! | #DIV/0! | #DIV/0! | #DIV/0! | #DIV/0! | #DIV/0! | #DIV/0! | #DIV/0! | #DIV/0! | #DIV/0! | #DIV/0! | #DIV/0! | #DIV/0! | #DIV/0! | #DIV/0! | #DIV/0! | #DIV/0! | #DIV/0! | #DIV/0! | #DIV/0! | #DIV/0! | #DIV/0! | #DIV/0! | #DIV/0! | #DIV/0! | #DIV/0! | #DIV/0! | #DIV/0! | #DIV/0! | #DIV/0! | #DIV/0! | #DIV/0! | #DIV/0! | #DIV/0! | #DIV/0! | #DIV/0! | #DIV/0! | #DIV/0! | #DIV/0! | #DIV/0! | #DIV/0! | #DIV/0! | #DIV/0! | #DIV/0! | #DIV/0! | #DIV/0! | #DIV/0! | #DIV/0! | #DIV/0! | #DIV/0! | #DIV/0! | #DIV/0! | #DIV/0! | #DIV/0! | #DIV/0! | #DIV/0! | #DIV/0! | #DIV/0! | #DIV/0! | #DIV/0! | #DIV/0! | #DIV/0! | #DIV/0! | #DIV/0! | #DIV/0! | #DIV/0! | #DIV/0! | #DIV/0! | #DIV/0! | #DIV/0! | #DIV/0! | #DIV/0! | #DIV/0! | #DIV/0! | 31.2467 | 39.2039 | 38.7611 | 42.4579 | 39.9838 | 40.3061 | 35.6044 | 26.4052 | #DIV/0! | #DIV/0! | #DIV/0! | #DIV/0! | #DIV/0! | #DIV/0! | #DIV/0! | #DIV/0! | #DIV/0! | #DIV/0! | #DIV/0! | #DIV/0! | #DIV/0! | #DIV/0! | #DIV/0! | #DIV/0! | #DIV/0! | #DIV/0!
0 | 0 | 0 | 0 | 400 | 900 | #DIV/0! | #DIV/0! | -0.98585 | -7.1 | 46.486 | #DIV/0! | #DIV/0! | #DIV/0! | #DIV/0! | #DIV/0! | #DIV/0! | #DIV/0! | #DIV/0! | #DIV/0! | #DIV/0! | #DIV/0! | #DIV/0! | #DIV/0! | #DIV/0! | #DIV/0! | #DIV/0! | #DIV/0! | #DIV/0! | #DIV/0! | #DIV/0! | #DIV/0! | #DIV/0! | #DIV/0! | #DIV/0! | #DIV/0! | #DIV/0! | #DIV/0! | #DIV/0! | #DIV/0! | #DIV/0! | #DIV/0! | #DIV/0! | #DIV/0! | #DIV/0! | #DIV/0! | #DIV/0! | #DIV/0! | #DIV/0! | #DIV/0! | #DIV/0! | #DIV/0! | #DIV/0! | #DIV/0! | #DIV/0! | #DIV/0! | #DIV/0! | #DIV/0! | #DIV/0! | #DIV/0! | #DIV/0! | #DIV/0! | #DIV/0! | #DIV/0! | #DIV/0! | #DIV/0! | #DIV/0! | #DIV/0! | #DIV/0! | #DIV/0! | #DIV/0! | #DIV/0! | #DIV/0! | #DIV/0! | #DIV/0! | #DIV/0! | #DIV/0! | #DIV/0! | #DIV/0! | #DIV/0! | #DIV/0! | #DIV/0! | #DIV/0! | #DIV/0! | #DIV/0! | #DIV/0! | #DIV/0! | #DIV/0! | 31.2467 | 39.2039 | 38.7611 | 42.4579 | 39.9838 | 40.3061 | 35.6044 | 26.4052 | #DIV/0! | #DIV/0! | #DIV/0! | #DIV/0! | #DIV/0! | #DIV/0! | #DIV/0! | #DIV/0! | #DIV/0! | #DIV/0! | #DIV/0! | #DIV/0! | #DIV/0! | #DIV/0! | #DIV/0! | #DIV/0! | #DIV/0! | #DIV/0!
0 | 0 | 0 | 0 | 400 | 900 | #DIV/0! | #DIV/0! | -0.98585 | -7.1 | 46.486 | #DIV/0! | #DIV/0! | #DIV/0! | #DIV/0! | #DIV/0! | #DIV/0! | #DIV/0! | #DIV/0! | #DIV/0! | #DIV/0! | #DIV/0! | #DIV/0! | #DIV/0! | #DIV/0! | #DIV/0! | #DIV/0! | #DIV/0! | #DIV/0! | #DIV/0! | #DIV/0! | #DIV/0! | #DIV/0! | #DIV/0! | #DIV/0! | #DIV/0! | #DIV/0! | #DIV/0! | #DIV/0! | #DIV/0! | #DIV/0! | #DIV/0! | #DIV/0! | #DIV/0! | #DIV/0! | #DIV/0! | #DIV/0! | #DIV/0! | #DIV/0! | #DIV/0! | #DIV/0! | #DIV/0! | #DIV/0! | #DIV/0! | #DIV/0! | #DIV/0! | #DIV/0! | #DIV/0! | #DIV/0! | #DIV/0! | #DIV/0! | #DIV/0! | #DIV/0! | #DIV/0! | #DIV/0! | #DIV/0! | #DIV/0! | #DIV/0! | #DIV/0! | #DIV/0! | #DIV/0! | #DIV/0! | #DIV/0! | #DIV/0! | #DIV/0! | #DIV/0! | #DIV/0! | #DIV/0! | #DIV/0! | #DIV/0! | #DIV/0! | #DIV/0! | #DIV/0! | #DIV/0! | #DIV/0! | #DIV/0! | #DIV/0! | #DIV/0! | 31.2467 | 39.2039 | 38.7611 | 42.4579 | 39.9838 | 40.3061 | 35.6044 | 26.4052 | #DIV/0! | #DIV/0! | #DIV/0! | #DIV/0! | #DIV/0! | #DIV/0! | #DIV/0! | #DIV/0! | #DIV/0! | #DIV/0! | #DIV/0! | #DIV/0! | #DIV/0! | #DIV/0! | #DIV/0! | #DIV/0! | #DIV/0! | #DIV/0!
0 | 0 | 0 | 0 | 400 | 900 | #DIV/0! | #DIV/0! | -0.98585 | -7.1 | 46.486 | #DIV/0! | #DIV/0! | #DIV/0! | #DIV/0! | #DIV/0! | #DIV/0! | #DIV/0! | #DIV/0! | #DIV/0! | #DIV/0! | #DIV/0! | #DIV/0! | #DIV/0! | #DIV/0! | #DIV/0! | #DIV/0! | #DIV/0! | #DIV/0! | #DIV/0! | #DIV/0! | #DIV/0! | #DIV/0! | #DIV/0! | #DIV/0! | #DIV/0! | #DIV/0! | #DIV/0! | #DIV/0! | #DIV/0! | #DIV/0! | #DIV/0! | #DIV/0! | #DIV/0! | #DIV/0! | #DIV/0! | #DIV/0! | #DIV/0! | #DIV/0! | #DIV/0! | #DIV/0! | #DIV/0! | #DIV/0! | #DIV/0! | #DIV/0! | #DIV/0! | #DIV/0! | #DIV/0! | #DIV/0! | #DIV/0! | #DIV/0! | #DIV/0! | #DIV/0! | #DIV/0! | #DIV/0! | #DIV/0! | #DIV/0! | #DIV/0! | #DIV/0! | #DIV/0! | #DIV/0! | #DIV/0! | #DIV/0! | #DIV/0! | #DIV/0! | #DIV/0! | #DIV/0! | #DIV/0! | #DIV/0! | #DIV/0! | #DIV/0! | #DIV/0! | #DIV/0! | #DIV/0! | #DIV/0! | #DIV/0! | #DIV/0! | #DIV/0! | 31.2467 | 39.2039 | 38.7611 | 42.4579 | 39.9838 | 40.3061 | 35.6044 | 26.4052 | #DIV/0! | #DIV/0! | #DIV/0! | #DIV/0! | #DIV/0! | #DIV/0! | #DIV/0! | #DIV/0! | #DIV/0! | #DIV/0! | #DIV/0! | #DIV/0! | #DIV/0! | #DIV/0! | #DIV/0! | #DIV/0! | #DIV/0! | #DIV/0!
0 | 0 | 0 | 0 | 400 | 900 | #DIV/0! | #DIV/0! | -0.98585 | -7.1 | 46.486 | #DIV/0! | #DIV/0! | #DIV/0! | #DIV/0! | #DIV/0! | #DIV/0! | #DIV/0! | #DIV/0! | #DIV/0! | #DIV/0! | #DIV/0! | #DIV/0! | #DIV/0! | #DIV/0! | #DIV/0! | #DIV/0! | #DIV/0! | #DIV/0! | #DIV/0! | #DIV/0! | #DIV/0! | #DIV/0! | #DIV/0! | #DIV/0! | #DIV/0! | #DIV/0! | #DIV/0! | #DIV/0! | #DIV/0! | #DIV/0! | #DIV/0! | #DIV/0! | #DIV/0! | #DIV/0! | #DIV/0! | #DIV/0! | #DIV/0! | #DIV/0! | #DIV/0! | #DIV/0! | #DIV/0! | #DIV/0! | #DIV/0! | #DIV/0! | #DIV/0! | #DIV/0! | #DIV/0! | #DIV/0! | #DIV/0! | #DIV/0! | #DIV/0! | #DIV/0! | #DIV/0! | #DIV/0! | #DIV/0! | #DIV/0! | #DIV/0! | #DIV/0! | #DIV/0! | #DIV/0! | #DIV/0! | #DIV/0! | #DIV/0! | #DIV/0! | #DIV/0! | #DIV/0! | #DIV/0! | #DIV/0! | #DIV/0! | #DIV/0! | #DIV/0! | #DIV/0! | #DIV/0! | #DIV/0! | #DIV/0! | #DIV/0! | #DIV/0! | 31.2467 | 39.2039 | 38.7611 | 42.4579 | 39.9838 | 40.3061 | 35.6044 | 26.4052 | #DIV/0! | #DIV/0! | #DIV/0! | #DIV/0! | #DIV/0! | #DIV/0! | #DIV/0! | #DIV/0! | #DIV/0! | #DIV/0! | #DIV/0! | #DIV/0! | #DIV/0! | #DIV/0! | #DIV/0! | #DIV/0! | #DIV/0! | #DIV/0!
0 | 0 | 0 | 0 | 400 | 900 | #DIV/0! | #DIV/0! | -0.98585 | -7.1 | 46.486 | #DIV/0! | #DIV/0! | #DIV/0! | #DIV/0! | #DIV/0! | #DIV/0! | #DIV/0! | #DIV/0! | #DIV/0! | #DIV/0! | #DIV/0! | #DIV/0! | #DIV/0! | #DIV/0! | #DIV/0! | #DIV/0! | #DIV/0! | #DIV/0! | #DIV/0! | #DIV/0! | #DIV/0! | #DIV/0! | #DIV/0! | #DIV/0! | #DIV/0! | #DIV/0! | #DIV/0! | #DIV/0! | #DIV/0! | #DIV/0! | #DIV/0! | #DIV/0! | #DIV/0! | #DIV/0! | #DIV/0! | #DIV/0! | #DIV/0! | #DIV/0! | #DIV/0! | #DIV/0! | #DIV/0! | #DIV/0! | #DIV/0! | #DIV/0! | #DIV/0! | #DIV/0! | #DIV/0! | #DIV/0! | #DIV/0! | #DIV/0! | #DIV/0! | #DIV/0! | #DIV/0! | #DIV/0! | #DIV/0! | #DIV/0! | #DIV/0! | #DIV/0! | #DIV/0! | #DIV/0! | #DIV/0! | #DIV/0! | #DIV/0! | #DIV/0! | #DIV/0! | #DIV/0! | #DIV/0! | #DIV/0! | #DIV/0! | #DIV/0! | #DIV/0! | #DIV/0! | #DIV/0! | #DIV/0! | #DIV/0! | #DIV/0! | #DIV/0! | 31.2467 | 39.2039 | 38.7611 | 42.4579 | 39.9838 | 40.3061 | 35.6044 | 26.4052 | #DIV/0! | #DIV/0! | #DIV/0! | #DIV/0! | #DIV/0! | #DIV/0! | #DIV/0! | #DIV/0! | #DIV/0! | #DIV/0! | #DIV/0! | #DIV/0! | #DIV/0! | #DIV/0! | #DIV/0! | #DIV/0! | #DIV/0! | #DIV/0!
0 | 0 | 0 | 0 | 400 | 900 | #DIV/0! | #DIV/0! | -0.98585 | -7.1 | 46.486 | #DIV/0! | #DIV/0! | #DIV/0! | #DIV/0! | #DIV/0! | #DIV/0! | #DIV/0! | #DIV/0! | #DIV/0! | #DIV/0! | #DIV/0! | #DIV/0! | #DIV/0! | #DIV/0! | #DIV/0! | #DIV/0! | #DIV/0! | #DIV/0! | #DIV/0! | #DIV/0! | #DIV/0! | #DIV/0! | #DIV/0! | #DIV/0! | #DIV/0! | #DIV/0! | #DIV/0! | #DIV/0! | #DIV/0! | #DIV/0! | #DIV/0! | #DIV/0! | #DIV/0! | #DIV/0! | #DIV/0! | #DIV/0! | #DIV/0! | #DIV/0! | #DIV/0! | #DIV/0! | #DIV/0! | #DIV/0! | #DIV/0! | #DIV/0! | #DIV/0! | #DIV/0! | #DIV/0! | #DIV/0! | #DIV/0! | #DIV/0! | #DIV/0! | #DIV/0! | #DIV/0! | #DIV/0! | #DIV/0! | #DIV/0! | #DIV/0! | #DIV/0! | #DIV/0! | #DIV/0! | #DIV/0! | #DIV/0! | #DIV/0! | #DIV/0! | #DIV/0! | #DIV/0! | #DIV/0! | #DIV/0! | #DIV/0! | #DIV/0! | #DIV/0! | #DIV/0! | #DIV/0! | #DIV/0! | #DIV/0! | #DIV/0! | #DIV/0! | 31.2467 | 39.2039 | 38.7611 | 42.4579 | 39.9838 | 40.3061 | 35.6044 | 26.4052 | #DIV/0! | #DIV/0! | #DIV/0! | #DIV/0! | #DIV/0! | #DIV/0! | #DIV/0! | #DIV/0! | #DIV/0! | #DIV/0! | #DIV/0! | #DIV/0! | #DIV/0! | #DIV/0! | #DIV/0! | #DIV/0! | #DIV/0! | #DIV/0!
0 | 0 | 0 | 0 | 400 | 900 | #DIV/0! | #DIV/0! | -0.98585 | -7.1 | 46.486 | #DIV/0! | #DIV/0! | #DIV/0! | #DIV/0! | #DIV/0! | #DIV/0! | #DIV/0! | #DIV/0! | #DIV/0! | #DIV/0! | #DIV/0! | #DIV/0! | #DIV/0! | #DIV/0! | #DIV/0! | #DIV/0! | #DIV/0! | #DIV/0! | #DIV/0! | #DIV/0! | #DIV/0! | #DIV/0! | #DIV/0! | #DIV/0! | #DIV/0! | #DIV/0! | #DIV/0! | #DIV/0! | #DIV/0! | #DIV/0! | #DIV/0! | #DIV/0! | #DIV/0! | #DIV/0! | #DIV/0! | #DIV/0! | #DIV/0! | #DIV/0! | #DIV/0! | #DIV/0! | #DIV/0! | #DIV/0! | #DIV/0! | #DIV/0! | #DIV/0! | #DIV/0! | #DIV/0! | #DIV/0! | #DIV/0! | #DIV/0! | #DIV/0! | #DIV/0! | #DIV/0! | #DIV/0! | #DIV/0! | #DIV/0! | #DIV/0! | #DIV/0! | #DIV/0! | #DIV/0! | #DIV/0! | #DIV/0! | #DIV/0! | #DIV/0! | #DIV/0! | #DIV/0! | #DIV/0! | #DIV/0! | #DIV/0! | #DIV/0! | #DIV/0! | #DIV/0! | #DIV/0! | #DIV/0! | #DIV/0! | #DIV/0! | #DIV/0! | 31.2467 | 39.2039 | 38.7611 | 42.4579 | 39.9838 | 40.3061 | 35.6044 | 26.4052 | #DIV/0! | #DIV/0! | #DIV/0! | #DIV/0! | #DIV/0! | #DIV/0! | #DIV/0! | #DIV/0! | #DIV/0! | #DIV/0! | #DIV/0! | #DIV/0! | #DIV/0! | #DIV/0! | #DIV/0! | #DIV/0! | #DIV/0! | #DIV/0!
0 | 0 | 0 | 0 | 400 | 900 | #DIV/0! | #DIV/0! | -0.98585 | -7.1 | 46.486 | #DIV/0! | #DIV/0! | #DIV/0! | #DIV/0! | #DIV/0! | #DIV/0! | #DIV/0! | #DIV/0! | #DIV/0! | #DIV/0! | #DIV/0! | #DIV/0! | #DIV/0! | #DIV/0! | #DIV/0! | #DIV/0! | #DIV/0! | #DIV/0! | #DIV/0! | #DIV/0! | #DIV/0! | #DIV/0! | #DIV/0! | #DIV/0! | #DIV/0! | #DIV/0! | #DIV/0! | #DIV/0! | #DIV/0! | #DIV/0! | #DIV/0! | #DIV/0! | #DIV/0! | #DIV/0! | #DIV/0! | #DIV/0! | #DIV/0! | #DIV/0! | #DIV/0! | #DIV/0! | #DIV/0! | #DIV/0! | #DIV/0! | #DIV/0! | #DIV/0! | #DIV/0! | #DIV/0! | #DIV/0! | #DIV/0! | #DIV/0! | #DIV/0! | #DIV/0! | #DIV/0! | #DIV/0! | #DIV/0! | #DIV/0! | #DIV/0! | #DIV/0! | #DIV/0! | #DIV/0! | #DIV/0! | #DIV/0! | #DIV/0! | #DIV/0! | #DIV/0! | #DIV/0! | #DIV/0! | #DIV/0! | #DIV/0! | #DIV/0! | #DIV/0! | #DIV/0! | #DIV/0! | #DIV/0! | #DIV/0! | #DIV/0! | #DIV/0! | 31.2467 | 39.2039 | 38.7611 | 42.4579 | 39.9838 | 40.3061 | 35.6044 | 26.4052 | #DIV/0! | #DIV/0! | #DIV/0! | #DIV/0! | #DIV/0! | #DIV/0! | #DIV/0! | #DIV/0! | #DIV/0! | #DIV/0! | #DIV/0! | #DIV/0! | #DIV/0! | #DIV/0! | #DIV/0! | #DIV/0! | #DIV/0! | #DIV/0!
0 | 0 | 0 | 0 | 400 | 900 | #DIV/0! | #DIV/0! | -0.98585 | -7.1 | 46.486 | #DIV/0! | #DIV/0! | #DIV/0! | #DIV/0! | #DIV/0! | #DIV/0! | #DIV/0! | #DIV/0! | #DIV/0! | #DIV/0! | #DIV/0! | #DIV/0! | #DIV/0! | #DIV/0! | #DIV/0! | #DIV/0! | #DIV/0! | #DIV/0! | #DIV/0! | #DIV/0! | #DIV/0! | #DIV/0! | #DIV/0! | #DIV/0! | #DIV/0! | #DIV/0! | #DIV/0! | #DIV/0! | #DIV/0! | #DIV/0! | #DIV/0! | #DIV/0! | #DIV/0! | #DIV/0! | #DIV/0! | #DIV/0! | #DIV/0! | #DIV/0! | #DIV/0! | #DIV/0! | #DIV/0! | #DIV/0! | #DIV/0! | #DIV/0! | #DIV/0! | #DIV/0! | #DIV/0! | #DIV/0! | #DIV/0! | #DIV/0! | #DIV/0! | #DIV/0! | #DIV/0! | #DIV/0! | #DIV/0! | #DIV/0! | #DIV/0! | #DIV/0! | #DIV/0! | #DIV/0! | #DIV/0! | #DIV/0! | #DIV/0! | #DIV/0! | #DIV/0! | #DIV/0! | #DIV/0! | #DIV/0! | #DIV/0! | #DIV/0! | #DIV/0! | #DIV/0! | #DIV/0! | #DIV/0! | #DIV/0! | #DIV/0! | #DIV/0! | 31.2467 | 39.2039 | 38.7611 | 42.4579 | 39.9838 | 40.3061 | 35.6044 | 26.4052 | #DIV/0! | #DIV/0! | #DIV/0! | #DIV/0! | #DIV/0! | #DIV/0! | #DIV/0! | #DIV/0! | #DIV/0! | #DIV/0! | #DIV/0! | #DIV/0! | #DIV/0! | #DIV/0! | #DIV/0! | #DIV/0! | #DIV/0! | #DIV/0!
0 | 0 | 0 | 0 | 400 | 900 | #DIV/0! | #DIV/0! | -0.98585 | -7.1 | 46.486 | #DIV/0! | #DIV/0! | #DIV/0! | #DIV/0! | #DIV/0! | #DIV/0! | #DIV/0! | #DIV/0! | #DIV/0! | #DIV/0! | #DIV/0! | #DIV/0! | #DIV/0! | #DIV/0! | #DIV/0! | #DIV/0! | #DIV/0! | #DIV/0! | #DIV/0! | #DIV/0! | #DIV/0! | #DIV/0! | #DIV/0! | #DIV/0! | #DIV/0! | #DIV/0! | #DIV/0! | #DIV/0! | #DIV/0! | #DIV/0! | #DIV/0! | #DIV/0! | #DIV/0! | #DIV/0! | #DIV/0! | #DIV/0! | #DIV/0! | #DIV/0! | #DIV/0! | #DIV/0! | #DIV/0! | #DIV/0! | #DIV/0! | #DIV/0! | #DIV/0! | #DIV/0! | #DIV/0! | #DIV/0! | #DIV/0! | #DIV/0! | #DIV/0! | #DIV/0! | #DIV/0! | #DIV/0! | #DIV/0! | #DIV/0! | #DIV/0! | #DIV/0! | #DIV/0! | #DIV/0! | #DIV/0! | #DIV/0! | #DIV/0! | #DIV/0! | #DIV/0! | #DIV/0! | #DIV/0! | #DIV/0! | #DIV/0! | #DIV/0! | #DIV/0! | #DIV/0! | #DIV/0! | #DIV/0! | #DIV/0! | #DIV/0! | #DIV/0! | 31.2467 | 39.2039 | 38.7611 | 42.4579 | 39.9838 | 40.3061 | 35.6044 | 26.4052 | #DIV/0! | #DIV/0! | #DIV/0! | #DIV/0! | #DIV/0! | #DIV/0! | #DIV/0! | #DIV/0! | #DIV/0! | #DIV/0! | #DIV/0! | #DIV/0! | #DIV/0! | #DIV/0! | #DIV/0! | #DIV/0! | #DIV/0! | #DIV/0!
0 | 0 | 0 | 0 | 400 | 900 | #DIV/0! | #DIV/0! | -0.98585 | -7.1 | 46.486 | #DIV/0! | #DIV/0! | #DIV/0! | #DIV/0! | #DIV/0! | #DIV/0! | #DIV/0! | #DIV/0! | #DIV/0! | #DIV/0! | #DIV/0! | #DIV/0! | #DIV/0! | #DIV/0! | #DIV/0! | #DIV/0! | #DIV/0! | #DIV/0! | #DIV/0! | #DIV/0! | #DIV/0! | #DIV/0! | #DIV/0! | #DIV/0! | #DIV/0! | #DIV/0! | #DIV/0! | #DIV/0! | #DIV/0! | #DIV/0! | #DIV/0! | #DIV/0! | #DIV/0! | #DIV/0! | #DIV/0! | #DIV/0! | #DIV/0! | #DIV/0! | #DIV/0! | #DIV/0! | #DIV/0! | #DIV/0! | #DIV/0! | #DIV/0! | #DIV/0! | #DIV/0! | #DIV/0! | #DIV/0! | #DIV/0! | #DIV/0! | #DIV/0! | #DIV/0! | #DIV/0! | #DIV/0! | #DIV/0! | #DIV/0! | #DIV/0! | #DIV/0! | #DIV/0! | #DIV/0! | #DIV/0! | #DIV/0! | #DIV/0! | #DIV/0! | #DIV/0! | #DIV/0! | #DIV/0! | #DIV/0! | #DIV/0! | #DIV/0! | #DIV/0! | #DIV/0! | #DIV/0! | #DIV/0! | #DIV/0! | #DIV/0! | #DIV/0! | 31.2467 | 39.2039 | 38.7611 | 42.4579 | 39.9838 | 40.3061 | 35.6044 | 26.4052 | #DIV/0! | #DIV/0! | #DIV/0! | #DIV/0! | #DIV/0! | #DIV/0! | #DIV/0! | #DIV/0! | #DIV/0! | #DIV/0! | #DIV/0! | #DIV/0! | #DIV/0! | #DIV/0! | #DIV/0! | #DIV/0! | #DIV/0! | #DIV/0!
0 | 0 | 0 | 0 | 400 | 900 | #DIV/0! | #DIV/0! | -0.98585 | -7.1 | 46.486 | #DIV/0! | #DIV/0! | #DIV/0! | #DIV/0! | #DIV/0! | #DIV/0! | #DIV/0! | #DIV/0! | #DIV/0! | #DIV/0! | #DIV/0! | #DIV/0! | #DIV/0! | #DIV/0! | #DIV/0! | #DIV/0! | #DIV/0! | #DIV/0! | #DIV/0! | #DIV/0! | #DIV/0! | #DIV/0! | #DIV/0! | #DIV/0! | #DIV/0! | #DIV/0! | #DIV/0! | #DIV/0! | #DIV/0! | #DIV/0! | #DIV/0! | #DIV/0! | #DIV/0! | #DIV/0! | #DIV/0! | #DIV/0! | #DIV/0! | #DIV/0! | #DIV/0! | #DIV/0! | #DIV/0! | #DIV/0! | #DIV/0! | #DIV/0! | #DIV/0! | #DIV/0! | #DIV/0! | #DIV/0! | #DIV/0! | #DIV/0! | #DIV/0! | #DIV/0! | #DIV/0! | #DIV/0! | #DIV/0! | #DIV/0! | #DIV/0! | #DIV/0! | #DIV/0! | #DIV/0! | #DIV/0! | #DIV/0! | #DIV/0! | #DIV/0! | #DIV/0! | #DIV/0! | #DIV/0! | #DIV/0! | #DIV/0! | #DIV/0! | #DIV/0! | #DIV/0! | #DIV/0! | #DIV/0! | #DIV/0! | #DIV/0! | #DIV/0! | 31.2467 | 39.2039 | 38.7611 | 42.4579 | 39.9838 | 40.3061 | 35.6044 | 26.4052 | #DIV/0! | #DIV/0! | #DIV/0! | #DIV/0! | #DIV/0! | #DIV/0! | #DIV/0! | #DIV/0! | #DIV/0! | #DIV/0! | #DIV/0! | #DIV/0! | #DIV/0! | #DIV/0! | #DIV/0! | #DIV/0! | #DIV/0! | #DIV/0!
0 | 0 | 0 | 0 | 400 | 900 | #DIV/0! | #DIV/0! | -0.98585 | -7.1 | 46.486 | #DIV/0! | #DIV/0! | #DIV/0! | #DIV/0! | #DIV/0! | #DIV/0! | #DIV/0! | #DIV/0! | #DIV/0! | #DIV/0! | #DIV/0! | #DIV/0! | #DIV/0! | #DIV/0! | #DIV/0! | #DIV/0! | #DIV/0! | #DIV/0! | #DIV/0! | #DIV/0! | #DIV/0! | #DIV/0! | #DIV/0! | #DIV/0! | #DIV/0! | #DIV/0! | #DIV/0! | #DIV/0! | #DIV/0! | #DIV/0! | #DIV/0! | #DIV/0! | #DIV/0! | #DIV/0! | #DIV/0! | #DIV/0! | #DIV/0! | #DIV/0! | #DIV/0! | #DIV/0! | #DIV/0! | #DIV/0! | #DIV/0! | #DIV/0! | #DIV/0! | #DIV/0! | #DIV/0! | #DIV/0! | #DIV/0! | #DIV/0! | #DIV/0! | #DIV/0! | #DIV/0! | #DIV/0! | #DIV/0! | #DIV/0! | #DIV/0! | #DIV/0! | #DIV/0! | #DIV/0! | #DIV/0! | #DIV/0! | #DIV/0! | #DIV/0! | #DIV/0! | #DIV/0! | #DIV/0! | #DIV/0! | #DIV/0! | #DIV/0! | #DIV/0! | #DIV/0! | #DIV/0! | #DIV/0! | #DIV/0! | #DIV/0! | #DIV/0! | 31.2467 | 39.2039 | 38.7611 | 42.4579 | 39.9838 | 40.3061 | 35.6044 | 26.4052 | #DIV/0! | #DIV/0! | #DIV/0! | #DIV/0! | #DIV/0! | #DIV/0! | #DIV/0! | #DIV/0! | #DIV/0! | #DIV/0! | #DIV/0! | #DIV/0! | #DIV/0! | #DIV/0! | #DIV/0! | #DIV/0! | #DIV/0! | #DIV/0!
0 | 0 | 0 | 0 | 400 | 900 | #DIV/0! | #DIV/0! | -0.98585 | -7.1 | 46.486 | #DIV/0! | #DIV/0! | #DIV/0! | #DIV/0! | #DIV/0! | #DIV/0! | #DIV/0! | #DIV/0! | #DIV/0! | #DIV/0! | #DIV/0! | #DIV/0! | #DIV/0! | #DIV/0! | #DIV/0! | #DIV/0! | #DIV/0! | #DIV/0! | #DIV/0! | #DIV/0! | #DIV/0! | #DIV/0! | #DIV/0! | #DIV/0! | #DIV/0! | #DIV/0! | #DIV/0! | #DIV/0! | #DIV/0! | #DIV/0! | #DIV/0! | #DIV/0! | #DIV/0! | #DIV/0! | #DIV/0! | #DIV/0! | #DIV/0! | #DIV/0! | #DIV/0! | #DIV/0! | #DIV/0! | #DIV/0! | #DIV/0! | #DIV/0! | #DIV/0! | #DIV/0! | #DIV/0! | #DIV/0! | #DIV/0! | #DIV/0! | #DIV/0! | #DIV/0! | #DIV/0! | #DIV/0! | #DIV/0! | #DIV/0! | #DIV/0! | #DIV/0! | #DIV/0! | #DIV/0! | #DIV/0! | #DIV/0! | #DIV/0! | #DIV/0! | #DIV/0! | #DIV/0! | #DIV/0! | #DIV/0! | #DIV/0! | #DIV/0! | #DIV/0! | #DIV/0! | #DIV/0! | #DIV/0! | #DIV/0! | #DIV/0! | #DIV/0! | 31.2467 | 39.2039 | 38.7611 | 42.4579 | 39.9838 | 40.3061 | 35.6044 | 26.4052 | #DIV/0! | #DIV/0! | #DIV/0! | #DIV/0! | #DIV/0! | #DIV/0! | #DIV/0! | #DIV/0! | #DIV/0! | #DIV/0! | #DIV/0! | #DIV/0! | #DIV/0! | #DIV/0! | #DIV/0! | #DIV/0! | #DIV/0! | #DIV/0!
0 | 0 | 0 | 0 | 400 | 900 | #DIV/0! | #DIV/0! | -0.98585 | -7.1 | 46.486 | #DIV/0! | #DIV/0! | #DIV/0! | #DIV/0! | #DIV/0! | #DIV/0! | #DIV/0! | #DIV/0! | #DIV/0! | #DIV/0! | #DIV/0! | #DIV/0! | #DIV/0! | #DIV/0! | #DIV/0! | #DIV/0! | #DIV/0! | #DIV/0! | #DIV/0! | #DIV/0! | #DIV/0! | #DIV/0! | #DIV/0! | #DIV/0! | #DIV/0! | #DIV/0! | #DIV/0! | #DIV/0! | #DIV/0! | #DIV/0! | #DIV/0! | #DIV/0! | #DIV/0! | #DIV/0! | #DIV/0! | #DIV/0! | #DIV/0! | #DIV/0! | #DIV/0! | #DIV/0! | #DIV/0! | #DIV/0! | #DIV/0! | #DIV/0! | #DIV/0! | #DIV/0! | #DIV/0! | #DIV/0! | #DIV/0! | #DIV/0! | #DIV/0! | #DIV/0! | #DIV/0! | #DIV/0! | #DIV/0! | #DIV/0! | #DIV/0! | #DIV/0! | #DIV/0! | #DIV/0! | #DIV/0! | #DIV/0! | #DIV/0! | #DIV/0! | #DIV/0! | #DIV/0! | #DIV/0! | #DIV/0! | #DIV/0! | #DIV/0! | #DIV/0! | #DIV/0! | #DIV/0! | #DIV/0! | #DIV/0! | #DIV/0! | #DIV/0! | 31.2467 | 39.2039 | 38.7611 | 42.4579 | 39.9838 | 40.3061 | 35.6044 | 26.4052 | #DIV/0! | #DIV/0! | #DIV/0! | #DIV/0! | #DIV/0! | #DIV/0! | #DIV/0! | #DIV/0! | #DIV/0! | #DIV/0! | #DIV/0! | #DIV/0! | #DIV/0! | #DIV/0! | #DIV/0! | #DIV/0! | #DIV/0! | #DIV/0!
0 | 0 | 0 | 0 | 400 | 900 | #DIV/0! | #DIV/0! | -0.98585 | -7.1 | 46.486 | #DIV/0! | #DIV/0! | #DIV/0! | #DIV/0! | #DIV/0! | #DIV/0! | #DIV/0! | #DIV/0! | #DIV/0! | #DIV/0! | #DIV/0! | #DIV/0! | #DIV/0! | #DIV/0! | #DIV/0! | #DIV/0! | #DIV/0! | #DIV/0! | #DIV/0! | #DIV/0! | #DIV/0! | #DIV/0! | #DIV/0! | #DIV/0! | #DIV/0! | #DIV/0! | #DIV/0! | #DIV/0! | #DIV/0! | #DIV/0! | #DIV/0! | #DIV/0! | #DIV/0! | #DIV/0! | #DIV/0! | #DIV/0! | #DIV/0! | #DIV/0! | #DIV/0! | #DIV/0! | #DIV/0! | #DIV/0! | #DIV/0! | #DIV/0! | #DIV/0! | #DIV/0! | #DIV/0! | #DIV/0! | #DIV/0! | #DIV/0! | #DIV/0! | #DIV/0! | #DIV/0! | #DIV/0! | #DIV/0! | #DIV/0! | #DIV/0! | #DIV/0! | #DIV/0! | #DIV/0! | #DIV/0! | #DIV/0! | #DIV/0! | #DIV/0! | #DIV/0! | #DIV/0! | #DIV/0! | #DIV/0! | #DIV/0! | #DIV/0! | #DIV/0! | #DIV/0! | #DIV/0! | #DIV/0! | #DIV/0! | #DIV/0! | #DIV/0! | 31.2467 | 39.2039 | 38.7611 | 42.4579 | 39.9838 | 40.3061 | 35.6044 | 26.4052 | #DIV/0! | #DIV/0! | #DIV/0! | #DIV/0! | #DIV/0! | #DIV/0! | #DIV/0! | #DIV/0! | #DIV/0! | #DIV/0! | #DIV/0! | #DIV/0! | #DIV/0! | #DIV/0! | #DIV/0! | #DIV/0! | #DIV/0! | #DIV/0!
0 | 0 | 0 | 0 | 400 | 900 | #DIV/0! | #DIV/0! | -0.98585 | -7.1 | 46.486 | #DIV/0! | #DIV/0! | #DIV/0! | #DIV/0! | #DIV/0! | #DIV/0! | #DIV/0! | #DIV/0! | #DIV/0! | #DIV/0! | #DIV/0! | #DIV/0! | #DIV/0! | #DIV/0! | #DIV/0! | #DIV/0! | #DIV/0! | #DIV/0! | #DIV/0! | #DIV/0! | #DIV/0! | #DIV/0! | #DIV/0! | #DIV/0! | #DIV/0! | #DIV/0! | #DIV/0! | #DIV/0! | #DIV/0! | #DIV/0! | #DIV/0! | #DIV/0! | #DIV/0! | #DIV/0! | #DIV/0! | #DIV/0! | #DIV/0! | #DIV/0! | #DIV/0! | #DIV/0! | #DIV/0! | #DIV/0! | #DIV/0! | #DIV/0! | #DIV/0! | #DIV/0! | #DIV/0! | #DIV/0! | #DIV/0! | #DIV/0! | #DIV/0! | #DIV/0! | #DIV/0! | #DIV/0! | #DIV/0! | #DIV/0! | #DIV/0! | #DIV/0! | #DIV/0! | #DIV/0! | #DIV/0! | #DIV/0! | #DIV/0! | #DIV/0! | #DIV/0! | #DIV/0! | #DIV/0! | #DIV/0! | #DIV/0! | #DIV/0! | #DIV/0! | #DIV/0! | #DIV/0! | #DIV/0! | #DIV/0! | #DIV/0! | #DIV/0! | 31.2467 | 39.2039 | 38.7611 | 42.4579 | 39.9838 | 40.3061 | 35.6044 | 26.4052 | #DIV/0! | #DIV/0! | #DIV/0! | #DIV/0! | #DIV/0! | #DIV/0! | #DIV/0! | #DIV/0! | #DIV/0! | #DIV/0! | #DIV/0! | #DIV/0! | #DIV/0! | #DIV/0! | #DIV/0! | #DIV/0! | #DIV/0! | #DIV/0!
0 | 0 | 0 | 0 | 400 | 900 | #DIV/0! | #DIV/0! | -0.98585 | -7.1 | 46.486 | #DIV/0! | #DIV/0! | #DIV/0! | #DIV/0! | #DIV/0! | #DIV/0! | #DIV/0! | #DIV/0! | #DIV/0! | #DIV/0! | #DIV/0! | #DIV/0! | #DIV/0! | #DIV/0! | #DIV/0! | #DIV/0! | #DIV/0! | #DIV/0! | #DIV/0! | #DIV/0! | #DIV/0! | #DIV/0! | #DIV/0! | #DIV/0! | #DIV/0! | #DIV/0! | #DIV/0! | #DIV/0! | #DIV/0! | #DIV/0! | #DIV/0! | #DIV/0! | #DIV/0! | #DIV/0! | #DIV/0! | #DIV/0! | #DIV/0! | #DIV/0! | #DIV/0! | #DIV/0! | #DIV/0! | #DIV/0! | #DIV/0! | #DIV/0! | #DIV/0! | #DIV/0! | #DIV/0! | #DIV/0! | #DIV/0! | #DIV/0! | #DIV/0! | #DIV/0! | #DIV/0! | #DIV/0! | #DIV/0! | #DIV/0! | #DIV/0! | #DIV/0! | #DIV/0! | #DIV/0! | #DIV/0! | #DIV/0! | #DIV/0! | #DIV/0! | #DIV/0! | #DIV/0! | #DIV/0! | #DIV/0! | #DIV/0! | #DIV/0! | #DIV/0! | #DIV/0! | #DIV/0! | #DIV/0! | #DIV/0! | #DIV/0! | #DIV/0! | 31.2467 | 39.2039 | 38.7611 | 42.4579 | 39.9838 | 40.3061 | 35.6044 | 26.4052 | #DIV/0! | #DIV/0! | #DIV/0! | #DIV/0! | #DIV/0! | #DIV/0! | #DIV/0! | #DIV/0! | #DIV/0! | #DIV/0! | #DIV/0! | #DIV/0! | #DIV/0! | #DIV/0! | #DIV/0! | #DIV/0! | #DIV/0! | #DIV/0!
0 | 0 | 0 | 0 | 400 | 900 | #DIV/0! | #DIV/0! | -0.98585 | -7.1 | 46.486 | #DIV/0! | #DIV/0! | #DIV/0! | #DIV/0! | #DIV/0! | #DIV/0! | #DIV/0! | #DIV/0! | #DIV/0! | #DIV/0! | #DIV/0! | #DIV/0! | #DIV/0! | #DIV/0! | #DIV/0! | #DIV/0! | #DIV/0! | #DIV/0! | #DIV/0! | #DIV/0! | #DIV/0! | #DIV/0! | #DIV/0! | #DIV/0! | #DIV/0! | #DIV/0! | #DIV/0! | #DIV/0! | #DIV/0! | #DIV/0! | #DIV/0! | #DIV/0! | #DIV/0! | #DIV/0! | #DIV/0! | #DIV/0! | #DIV/0! | #DIV/0! | #DIV/0! | #DIV/0! | #DIV/0! | #DIV/0! | #DIV/0! | #DIV/0! | #DIV/0! | #DIV/0! | #DIV/0! | #DIV/0! | #DIV/0! | #DIV/0! | #DIV/0! | #DIV/0! | #DIV/0! | #DIV/0! | #DIV/0! | #DIV/0! | #DIV/0! | #DIV/0! | #DIV/0! | #DIV/0! | #DIV/0! | #DIV/0! | #DIV/0! | #DIV/0! | #DIV/0! | #DIV/0! | #DIV/0! | #DIV/0! | #DIV/0! | #DIV/0! | #DIV/0! | #DIV/0! | #DIV/0! | #DIV/0! | #DIV/0! | #DIV/0! | #DIV/0! | 31.2467 | 39.2039 | 38.7611 | 42.4579 | 39.9838 | 40.3061 | 35.6044 | 26.4052 | #DIV/0! | #DIV/0! | #DIV/0! | #DIV/0! | #DIV/0! | #DIV/0! | #DIV/0! | #DIV/0! | #DIV/0! | #DIV/0! | #DIV/0! | #DIV/0! | #DIV/0! | #DIV/0! | #DIV/0! | #DIV/0! | #DIV/0! | #DIV/0!
0 | 0 | 0 | 0 | 400 | 900 | #DIV/0! | #DIV/0! | -0.98585 | -7.1 | 46.486 | #DIV/0! | #DIV/0! | #DIV/0! | #DIV/0! | #DIV/0! | #DIV/0! | #DIV/0! | #DIV/0! | #DIV/0! | #DIV/0! | #DIV/0! | #DIV/0! | #DIV/0! | #DIV/0! | #DIV/0! | #DIV/0! | #DIV/0! | #DIV/0! | #DIV/0! | #DIV/0! | #DIV/0! | #DIV/0! | #DIV/0! | #DIV/0! | #DIV/0! | #DIV/0! | #DIV/0! | #DIV/0! | #DIV/0! | #DIV/0! | #DIV/0! | #DIV/0! | #DIV/0! | #DIV/0! | #DIV/0! | #DIV/0! | #DIV/0! | #DIV/0! | #DIV/0! | #DIV/0! | #DIV/0! | #DIV/0! | #DIV/0! | #DIV/0! | #DIV/0! | #DIV/0! | #DIV/0! | #DIV/0! | #DIV/0! | #DIV/0! | #DIV/0! | #DIV/0! | #DIV/0! | #DIV/0! | #DIV/0! | #DIV/0! | #DIV/0! | #DIV/0! | #DIV/0! | #DIV/0! | #DIV/0! | #DIV/0! | #DIV/0! | #DIV/0! | #DIV/0! | #DIV/0! | #DIV/0! | #DIV/0! | #DIV/0! | #DIV/0! | #DIV/0! | #DIV/0! | #DIV/0! | #DIV/0! | #DIV/0! | #DIV/0! | #DIV/0! | 31.2467 | 39.2039 | 38.7611 | 42.4579 | 39.9838 | 40.3061 | 35.6044 | 26.4052 | #DIV/0! | #DIV/0! | #DIV/0! | #DIV/0! | #DIV/0! | #DIV/0! | #DIV/0! | #DIV/0! | #DIV/0! | #DIV/0! | #DIV/0! | #DIV/0! | #DIV/0! | #DIV/0! | #DIV/0! | #DIV/0! | #DIV/0! | #DIV/0!
0 | 0 | 0 | 0 | 400 | 900 | #DIV/0! | #DIV/0! | -0.98585 | -7.1 | 46.486 | #DIV/0! | #DIV/0! | #DIV/0! | #DIV/0! | #DIV/0! | #DIV/0! | #DIV/0! | #DIV/0! | #DIV/0! | #DIV/0! | #DIV/0! | #DIV/0! | #DIV/0! | #DIV/0! | #DIV/0! | #DIV/0! | #DIV/0! | #DIV/0! | #DIV/0! | #DIV/0! | #DIV/0! | #DIV/0! | #DIV/0! | #DIV/0! | #DIV/0! | #DIV/0! | #DIV/0! | #DIV/0! | #DIV/0! | #DIV/0! | #DIV/0! | #DIV/0! | #DIV/0! | #DIV/0! | #DIV/0! | #DIV/0! | #DIV/0! | #DIV/0! | #DIV/0! | #DIV/0! | #DIV/0! | #DIV/0! | #DIV/0! | #DIV/0! | #DIV/0! | #DIV/0! | #DIV/0! | #DIV/0! | #DIV/0! | #DIV/0! | #DIV/0! | #DIV/0! | #DIV/0! | #DIV/0! | #DIV/0! | #DIV/0! | #DIV/0! | #DIV/0! | #DIV/0! | #DIV/0! | #DIV/0! | #DIV/0! | #DIV/0! | #DIV/0! | #DIV/0! | #DIV/0! | #DIV/0! | #DIV/0! | #DIV/0! | #DIV/0! | #DIV/0! | #DIV/0! | #DIV/0! | #DIV/0! | #DIV/0! | #DIV/0! | #DIV/0! | 31.2467 | 39.2039 | 38.7611 | 42.4579 | 39.9838 | 40.3061 | 35.6044 | 26.4052 | #DIV/0! | #DIV/0! | #DIV/0! | #DIV/0! | #DIV/0! | #DIV/0! | #DIV/0! | #DIV/0! | #DIV/0! | #DIV/0! | #DIV/0! | #DIV/0! | #DIV/0! | #DIV/0! | #DIV/0! | #DIV/0! | #DIV/0! | #DIV/0!
0 | 0 | 0 | 0 | 400 | 900 | #DIV/0! | #DIV/0! | -0.98585 | -7.1 | 46.486 | #DIV/0! | #DIV/0! | #DIV/0! | #DIV/0! | #DIV/0! | #DIV/0! | #DIV/0! | #DIV/0! | #DIV/0! | #DIV/0! | #DIV/0! | #DIV/0! | #DIV/0! | #DIV/0! | #DIV/0! | #DIV/0! | #DIV/0! | #DIV/0! | #DIV/0! | #DIV/0! | #DIV/0! | #DIV/0! | #DIV/0! | #DIV/0! | #DIV/0! | #DIV/0! | #DIV/0! | #DIV/0! | #DIV/0! | #DIV/0! | #DIV/0! | #DIV/0! | #DIV/0! | #DIV/0! | #DIV/0! | #DIV/0! | #DIV/0! | #DIV/0! | #DIV/0! | #DIV/0! | #DIV/0! | #DIV/0! | #DIV/0! | #DIV/0! | #DIV/0! | #DIV/0! | #DIV/0! | #DIV/0! | #DIV/0! | #DIV/0! | #DIV/0! | #DIV/0! | #DIV/0! | #DIV/0! | #DIV/0! | #DIV/0! | #DIV/0! | #DIV/0! | #DIV/0! | #DIV/0! | #DIV/0! | #DIV/0! | #DIV/0! | #DIV/0! | #DIV/0! | #DIV/0! | #DIV/0! | #DIV/0! | #DIV/0! | #DIV/0! | #DIV/0! | #DIV/0! | #DIV/0! | #DIV/0! | #DIV/0! | #DIV/0! | #DIV/0! | 31.2467 | 39.2039 | 38.7611 | 42.4579 | 39.9838 | 40.3061 | 35.6044 | 26.4052 | #DIV/0! | #DIV/0! | #DIV/0! | #DIV/0! | #DIV/0! | #DIV/0! | #DIV/0! | #DIV/0! | #DIV/0! | #DIV/0! | #DIV/0! | #DIV/0! | #DIV/0! | #DIV/0! | #DIV/0! | #DIV/0! | #DIV/0! | #DIV/0!
0 | 0 | 0 | 0 | 400 | 900 | #DIV/0! | #DIV/0! | -0.98585 | -7.1 | 46.486 | #DIV/0! | #DIV/0! | #DIV/0! | #DIV/0! | #DIV/0! | #DIV/0! | #DIV/0! | #DIV/0! | #DIV/0! | #DIV/0! | #DIV/0! | #DIV/0! | #DIV/0! | #DIV/0! | #DIV/0! | #DIV/0! | #DIV/0! | #DIV/0! | #DIV/0! | #DIV/0! | #DIV/0! | #DIV/0! | #DIV/0! | #DIV/0! | #DIV/0! | #DIV/0! | #DIV/0! | #DIV/0! | #DIV/0! | #DIV/0! | #DIV/0! | #DIV/0! | #DIV/0! | #DIV/0! | #DIV/0! | #DIV/0! | #DIV/0! | #DIV/0! | #DIV/0! | #DIV/0! | #DIV/0! | #DIV/0! | #DIV/0! | #DIV/0! | #DIV/0! | #DIV/0! | #DIV/0! | #DIV/0! | #DIV/0! | #DIV/0! | #DIV/0! | #DIV/0! | #DIV/0! | #DIV/0! | #DIV/0! | #DIV/0! | #DIV/0! | #DIV/0! | #DIV/0! | #DIV/0! | #DIV/0! | #DIV/0! | #DIV/0! | #DIV/0! | #DIV/0! | #DIV/0! | #DIV/0! | #DIV/0! | #DIV/0! | #DIV/0! | #DIV/0! | #DIV/0! | #DIV/0! | #DIV/0! | #DIV/0! | #DIV/0! | #DIV/0! | 31.2467 | 39.2039 | 38.7611 | 42.4579 | 39.9838 | 40.3061 | 35.6044 | 26.4052 | #DIV/0! | #DIV/0! | #DIV/0! | #DIV/0! | #DIV/0! | #DIV/0! | #DIV/0! | #DIV/0! | #DIV/0! | #DIV/0! | #DIV/0! | #DIV/0! | #DIV/0! | #DIV/0! | #DIV/0! | #DIV/0! | #DIV/0! | #DIV/0!
0 | 0 | 0 | 0 | 400 | 900 | #DIV/0! | #DIV/0! | -0.98585 | -7.1 | 46.486 | #DIV/0! | #DIV/0! | #DIV/0! | #DIV/0! | #DIV/0! | #DIV/0! | #DIV/0! | #DIV/0! | #DIV/0! | #DIV/0! | #DIV/0! | #DIV/0! | #DIV/0! | #DIV/0! | #DIV/0! | #DIV/0! | #DIV/0! | #DIV/0! | #DIV/0! | #DIV/0! | #DIV/0! | #DIV/0! | #DIV/0! | #DIV/0! | #DIV/0! | #DIV/0! | #DIV/0! | #DIV/0! | #DIV/0! | #DIV/0! | #DIV/0! | #DIV/0! | #DIV/0! | #DIV/0! | #DIV/0! | #DIV/0! | #DIV/0! | #DIV/0! | #DIV/0! | #DIV/0! | #DIV/0! | #DIV/0! | #DIV/0! | #DIV/0! | #DIV/0! | #DIV/0! | #DIV/0! | #DIV/0! | #DIV/0! | #DIV/0! | #DIV/0! | #DIV/0! | #DIV/0! | #DIV/0! | #DIV/0! | #DIV/0! | #DIV/0! | #DIV/0! | #DIV/0! | #DIV/0! | #DIV/0! | #DIV/0! | #DIV/0! | #DIV/0! | #DIV/0! | #DIV/0! | #DIV/0! | #DIV/0! | #DIV/0! | #DIV/0! | #DIV/0! | #DIV/0! | #DIV/0! | #DIV/0! | #DIV/0! | #DIV/0! | #DIV/0! | 31.2467 | 39.2039 | 38.7611 | 42.4579 | 39.9838 | 40.3061 | 35.6044 | 26.4052 | #DIV/0! | #DIV/0! | #DIV/0! | #DIV/0! | #DIV/0! | #DIV/0! | #DIV/0! | #DIV/0! | #DIV/0! | #DIV/0! | #DIV/0! | #DIV/0! | #DIV/0! | #DIV/0! | #DIV/0! | #DIV/0! | #DIV/0! | #DIV/0!
0 | 0 | 0 | 0 | 400 | 900 | #DIV/0! | #DIV/0! | -0.98585 | -7.1 | 46.486 | #DIV/0! | #DIV/0! | #DIV/0! | #DIV/0! | #DIV/0! | #DIV/0! | #DIV/0! | #DIV/0! | #DIV/0! | #DIV/0! | #DIV/0! | #DIV/0! | #DIV/0! | #DIV/0! | #DIV/0! | #DIV/0! | #DIV/0! | #DIV/0! | #DIV/0! | #DIV/0! | #DIV/0! | #DIV/0! | #DIV/0! | #DIV/0! | #DIV/0! | #DIV/0! | #DIV/0! | #DIV/0! | #DIV/0! | #DIV/0! | #DIV/0! | #DIV/0! | #DIV/0! | #DIV/0! | #DIV/0! | #DIV/0! | #DIV/0! | #DIV/0! | #DIV/0! | #DIV/0! | #DIV/0! | #DIV/0! | #DIV/0! | #DIV/0! | #DIV/0! | #DIV/0! | #DIV/0! | #DIV/0! | #DIV/0! | #DIV/0! | #DIV/0! | #DIV/0! | #DIV/0! | #DIV/0! | #DIV/0! | #DIV/0! | #DIV/0! | #DIV/0! | #DIV/0! | #DIV/0! | #DIV/0! | #DIV/0! | #DIV/0! | #DIV/0! | #DIV/0! | #DIV/0! | #DIV/0! | #DIV/0! | #DIV/0! | #DIV/0! | #DIV/0! | #DIV/0! | #DIV/0! | #DIV/0! | #DIV/0! | #DIV/0! | #DIV/0! | 31.2467 | 39.2039 | 38.7611 | 42.4579 | 39.9838 | 40.3061 | 35.6044 | 26.4052 | #DIV/0! | #DIV/0! | #DIV/0! | #DIV/0! | #DIV/0! | #DIV/0! | #DIV/0! | #DIV/0! | #DIV/0! | #DIV/0! | #DIV/0! | #DIV/0! | #DIV/0! | #DIV/0! | #DIV/0! | #DIV/0! | #DIV/0! | #DIV/0!
0 | 0 | 0 | 0 | 400 | 900 | #DIV/0! | #DIV/0! | -0.98585 | -7.1 | 46.486 | #DIV/0! | #DIV/0! | #DIV/0! | #DIV/0! | #DIV/0! | #DIV/0! | #DIV/0! | #DIV/0! | #DIV/0! | #DIV/0! | #DIV/0! | #DIV/0! | #DIV/0! | #DIV/0! | #DIV/0! | #DIV/0! | #DIV/0! | #DIV/0! | #DIV/0! | #DIV/0! | #DIV/0! | #DIV/0! | #DIV/0! | #DIV/0! | #DIV/0! | #DIV/0! | #DIV/0! | #DIV/0! | #DIV/0! | #DIV/0! | #DIV/0! | #DIV/0! | #DIV/0! | #DIV/0! | #DIV/0! | #DIV/0! | #DIV/0! | #DIV/0! | #DIV/0! | #DIV/0! | #DIV/0! | #DIV/0! | #DIV/0! | #DIV/0! | #DIV/0! | #DIV/0! | #DIV/0! | #DIV/0! | #DIV/0! | #DIV/0! | #DIV/0! | #DIV/0! | #DIV/0! | #DIV/0! | #DIV/0! | #DIV/0! | #DIV/0! | #DIV/0! | #DIV/0! | #DIV/0! | #DIV/0! | #DIV/0! | #DIV/0! | #DIV/0! | #DIV/0! | #DIV/0! | #DIV/0! | #DIV/0! | #DIV/0! | #DIV/0! | #DIV/0! | #DIV/0! | #DIV/0! | #DIV/0! | #DIV/0! | #DIV/0! | #DIV/0! | 31.2467 | 39.2039 | 38.7611 | 42.4579 | 39.9838 | 40.3061 | 35.6044 | 26.4052 | #DIV/0! | #DIV/0! | #DIV/0! | #DIV/0! | #DIV/0! | #DIV/0! | #DIV/0! | #DIV/0! | #DIV/0! | #DIV/0! | #DIV/0! | #DIV/0! | #DIV/0! | #DIV/0! | #DIV/0! | #DIV/0! | #DIV/0! | #DIV/0!
0 | 0 | 0 | 0 | 400 | 900 | #DIV/0! | #DIV/0! | -0.98585 | -7.1 | 46.486 | #DIV/0! | #DIV/0! | #DIV/0! | #DIV/0! | #DIV/0! | #DIV/0! | #DIV/0! | #DIV/0! | #DIV/0! | #DIV/0! | #DIV/0! | #DIV/0! | #DIV/0! | #DIV/0! | #DIV/0! | #DIV/0! | #DIV/0! | #DIV/0! | #DIV/0! | #DIV/0! | #DIV/0! | #DIV/0! | #DIV/0! | #DIV/0! | #DIV/0! | #DIV/0! | #DIV/0! | #DIV/0! | #DIV/0! | #DIV/0! | #DIV/0! | #DIV/0! | #DIV/0! | #DIV/0! | #DIV/0! | #DIV/0! | #DIV/0! | #DIV/0! | #DIV/0! | #DIV/0! | #DIV/0! | #DIV/0! | #DIV/0! | #DIV/0! | #DIV/0! | #DIV/0! | #DIV/0! | #DIV/0! | #DIV/0! | #DIV/0! | #DIV/0! | #DIV/0! | #DIV/0! | #DIV/0! | #DIV/0! | #DIV/0! | #DIV/0! | #DIV/0! | #DIV/0! | #DIV/0! | #DIV/0! | #DIV/0! | #DIV/0! | #DIV/0! | #DIV/0! | #DIV/0! | #DIV/0! | #DIV/0! | #DIV/0! | #DIV/0! | #DIV/0! | #DIV/0! | #DIV/0! | #DIV/0! | #DIV/0! | #DIV/0! | #DIV/0! | 31.2467 | 39.2039 | 38.7611 | 42.4579 | 39.9838 | 40.3061 | 35.6044 | 26.4052 | #DIV/0! | #DIV/0! | #DIV/0! | #DIV/0! | #DIV/0! | #DIV/0! | #DIV/0! | #DIV/0! | #DIV/0! | #DIV/0! | #DIV/0! | #DIV/0! | #DIV/0! | #DIV/0! | #DIV/0! | #DIV/0! | #DIV/0! | #DIV/0!
0 | 0 | 0 | 0 | 400 | 900 | #DIV/0! | #DIV/0! | -0.98585 | -7.1 | 46.486 | #DIV/0! | #DIV/0! | #DIV/0! | #DIV/0! | #DIV/0! | #DIV/0! | #DIV/0! | #DIV/0! | #DIV/0! | #DIV/0! | #DIV/0! | #DIV/0! | #DIV/0! | #DIV/0! | #DIV/0! | #DIV/0! | #DIV/0! | #DIV/0! | #DIV/0! | #DIV/0! | #DIV/0! | #DIV/0! | #DIV/0! | #DIV/0! | #DIV/0! | #DIV/0! | #DIV/0! | #DIV/0! | #DIV/0! | #DIV/0! | #DIV/0! | #DIV/0! | #DIV/0! | #DIV/0! | #DIV/0! | #DIV/0! | #DIV/0! | #DIV/0! | #DIV/0! | #DIV/0! | #DIV/0! | #DIV/0! | #DIV/0! | #DIV/0! | #DIV/0! | #DIV/0! | #DIV/0! | #DIV/0! | #DIV/0! | #DIV/0! | #DIV/0! | #DIV/0! | #DIV/0! | #DIV/0! | #DIV/0! | #DIV/0! | #DIV/0! | #DIV/0! | #DIV/0! | #DIV/0! | #DIV/0! | #DIV/0! | #DIV/0! | #DIV/0! | #DIV/0! | #DIV/0! | #DIV/0! | #DIV/0! | #DIV/0! | #DIV/0! | #DIV/0! | #DIV/0! | #DIV/0! | #DIV/0! | #DIV/0! | #DIV/0! | #DIV/0! | 31.2467 | 39.2039 | 38.7611 | 42.4579 | 39.9838 | 40.3061 | 35.6044 | 26.4052 | #DIV/0! | #DIV/0! | #DIV/0! | #DIV/0! | #DIV/0! | #DIV/0! | #DIV/0! | #DIV/0! | #DIV/0! | #DIV/0! | #DIV/0! | #DIV/0! | #DIV/0! | #DIV/0! | #DIV/0! | #DIV/0! | #DIV/0! | #DIV/0!
0 | 0 | 0 | 0 | 400 | 900 | #DIV/0! | #DIV/0! | -0.98585 | -7.1 | 46.486 | #DIV/0! | #DIV/0! | #DIV/0! | #DIV/0! | #DIV/0! | #DIV/0! | #DIV/0! | #DIV/0! | #DIV/0! | #DIV/0! | #DIV/0! | #DIV/0! | #DIV/0! | #DIV/0! | #DIV/0! | #DIV/0! | #DIV/0! | #DIV/0! | #DIV/0! | #DIV/0! | #DIV/0! | #DIV/0! | #DIV/0! | #DIV/0! | #DIV/0! | #DIV/0! | #DIV/0! | #DIV/0! | #DIV/0! | #DIV/0! | #DIV/0! | #DIV/0! | #DIV/0! | #DIV/0! | #DIV/0! | #DIV/0! | #DIV/0! | #DIV/0! | #DIV/0! | #DIV/0! | #DIV/0! | #DIV/0! | #DIV/0! | #DIV/0! | #DIV/0! | #DIV/0! | #DIV/0! | #DIV/0! | #DIV/0! | #DIV/0! | #DIV/0! | #DIV/0! | #DIV/0! | #DIV/0! | #DIV/0! | #DIV/0! | #DIV/0! | #DIV/0! | #DIV/0! | #DIV/0! | #DIV/0! | #DIV/0! | #DIV/0! | #DIV/0! | #DIV/0! | #DIV/0! | #DIV/0! | #DIV/0! | #DIV/0! | #DIV/0! | #DIV/0! | #DIV/0! | #DIV/0! | #DIV/0! | #DIV/0! | #DIV/0! | #DIV/0! | 31.2467 | 39.2039 | 38.7611 | 42.4579 | 39.9838 | 40.3061 | 35.6044 | 26.4052 | #DIV/0! | #DIV/0! | #DIV/0! | #DIV/0! | #DIV/0! | #DIV/0! | #DIV/0! | #DIV/0! | #DIV/0! | #DIV/0! | #DIV/0! | #DIV/0! | #DIV/0! | #DIV/0! | #DIV/0! | #DIV/0! | #DIV/0! | #DIV/0!
0 | 0 | 0 | 0 | 400 | 900 | #DIV/0! | #DIV/0! | -0.98585 | -7.1 | 46.486 | #DIV/0! | #DIV/0! | #DIV/0! | #DIV/0! | #DIV/0! | #DIV/0! | #DIV/0! | #DIV/0! | #DIV/0! | #DIV/0! | #DIV/0! | #DIV/0! | #DIV/0! | #DIV/0! | #DIV/0! | #DIV/0! | #DIV/0! | #DIV/0! | #DIV/0! | #DIV/0! | #DIV/0! | #DIV/0! | #DIV/0! | #DIV/0! | #DIV/0! | #DIV/0! | #DIV/0! | #DIV/0! | #DIV/0! | #DIV/0! | #DIV/0! | #DIV/0! | #DIV/0! | #DIV/0! | #DIV/0! | #DIV/0! | #DIV/0! | #DIV/0! | #DIV/0! | #DIV/0! | #DIV/0! | #DIV/0! | #DIV/0! | #DIV/0! | #DIV/0! | #DIV/0! | #DIV/0! | #DIV/0! | #DIV/0! | #DIV/0! | #DIV/0! | #DIV/0! | #DIV/0! | #DIV/0! | #DIV/0! | #DIV/0! | #DIV/0! | #DIV/0! | #DIV/0! | #DIV/0! | #DIV/0! | #DIV/0! | #DIV/0! | #DIV/0! | #DIV/0! | #DIV/0! | #DIV/0! | #DIV/0! | #DIV/0! | #DIV/0! | #DIV/0! | #DIV/0! | #DIV/0! | #DIV/0! | #DIV/0! | #DIV/0! | #DIV/0! | 31.2467 | 39.2039 | 38.7611 | 42.4579 | 39.9838 | 40.3061 | 35.6044 | 26.4052 | #DIV/0! | #DIV/0! | #DIV/0! | #DIV/0! | #DIV/0! | #DIV/0! | #DIV/0! | #DIV/0! | #DIV/0! | #DIV/0! | #DIV/0! | #DIV/0! | #DIV/0! | #DIV/0! | #DIV/0! | #DIV/0! | #DIV/0! | #DIV/0!
0 | 0 | 0 | 0 | 400 | 900 | #DIV/0! | #DIV/0! | -0.98585 | -7.1 | 46.486 | #DIV/0! | #DIV/0! | #DIV/0! | #DIV/0! | #DIV/0! | #DIV/0! | #DIV/0! | #DIV/0! | #DIV/0! | #DIV/0! | #DIV/0! | #DIV/0! | #DIV/0! | #DIV/0! | #DIV/0! | #DIV/0! | #DIV/0! | #DIV/0! | #DIV/0! | #DIV/0! | #DIV/0! | #DIV/0! | #DIV/0! | #DIV/0! | #DIV/0! | #DIV/0! | #DIV/0! | #DIV/0! | #DIV/0! | #DIV/0! | #DIV/0! | #DIV/0! | #DIV/0! | #DIV/0! | #DIV/0! | #DIV/0! | #DIV/0! | #DIV/0! | #DIV/0! | #DIV/0! | #DIV/0! | #DIV/0! | #DIV/0! | #DIV/0! | #DIV/0! | #DIV/0! | #DIV/0! | #DIV/0! | #DIV/0! | #DIV/0! | #DIV/0! | #DIV/0! | #DIV/0! | #DIV/0! | #DIV/0! | #DIV/0! | #DIV/0! | #DIV/0! | #DIV/0! | #DIV/0! | #DIV/0! | #DIV/0! | #DIV/0! | #DIV/0! | #DIV/0! | #DIV/0! | #DIV/0! | #DIV/0! | #DIV/0! | #DIV/0! | #DIV/0! | #DIV/0! | #DIV/0! | #DIV/0! | #DIV/0! | #DIV/0! | #DIV/0! | 31.2467 | 39.2039 | 38.7611 | 42.4579 | 39.9838 | 40.3061 | 35.6044 | 26.4052 | #DIV/0! | #DIV/0! | #DIV/0! | #DIV/0! | #DIV/0! | #DIV/0! | #DIV/0! | #DIV/0! | #DIV/0! | #DIV/0! | #DIV/0! | #DIV/0! | #DIV/0! | #DIV/0! | #DIV/0! | #DIV/0! | #DIV/0! | #DIV/0!
0 | 0 | 0 | 0 | 400 | 900 | #DIV/0! | #DIV/0! | -0.98585 | -7.1 | 46.486 | #DIV/0! | #DIV/0! | #DIV/0! | #DIV/0! | #DIV/0! | #DIV/0! | #DIV/0! | #DIV/0! | #DIV/0! | #DIV/0! | #DIV/0! | #DIV/0! | #DIV/0! | #DIV/0! | #DIV/0! | #DIV/0! | #DIV/0! | #DIV/0! | #DIV/0! | #DIV/0! | #DIV/0! | #DIV/0! | #DIV/0! | #DIV/0! | #DIV/0! | #DIV/0! | #DIV/0! | #DIV/0! | #DIV/0! | #DIV/0! | #DIV/0! | #DIV/0! | #DIV/0! | #DIV/0! | #DIV/0! | #DIV/0! | #DIV/0! | #DIV/0! | #DIV/0! | #DIV/0! | #DIV/0! | #DIV/0! | #DIV/0! | #DIV/0! | #DIV/0! | #DIV/0! | #DIV/0! | #DIV/0! | #DIV/0! | #DIV/0! | #DIV/0! | #DIV/0! | #DIV/0! | #DIV/0! | #DIV/0! | #DIV/0! | #DIV/0! | #DIV/0! | #DIV/0! | #DIV/0! | #DIV/0! | #DIV/0! | #DIV/0! | #DIV/0! | #DIV/0! | #DIV/0! | #DIV/0! | #DIV/0! | #DIV/0! | #DIV/0! | #DIV/0! | #DIV/0! | #DIV/0! | #DIV/0! | #DIV/0! | #DIV/0! | #DIV/0! | 31.2467 | 39.2039 | 38.7611 | 42.4579 | 39.9838 | 40.3061 | 35.6044 | 26.4052 | #DIV/0! | #DIV/0! | #DIV/0! | #DIV/0! | #DIV/0! | #DIV/0! | #DIV/0! | #DIV/0! | #DIV/0! | #DIV/0! | #DIV/0! | #DIV/0! | #DIV/0! | #DIV/0! | #DIV/0! | #DIV/0! | #DIV/0! | #DIV/0!
0 | 0 | 0 | 0 | 400 | 900 | #DIV/0! | #DIV/0! | -0.98585 | -7.1 | 46.486 | #DIV/0! | #DIV/0! | #DIV/0! | #DIV/0! | #DIV/0! | #DIV/0! | #DIV/0! | #DIV/0! | #DIV/0! | #DIV/0! | #DIV/0! | #DIV/0! | #DIV/0! | #DIV/0! | #DIV/0! | #DIV/0! | #DIV/0! | #DIV/0! | #DIV/0! | #DIV/0! | #DIV/0! | #DIV/0! | #DIV/0! | #DIV/0! | #DIV/0! | #DIV/0! | #DIV/0! | #DIV/0! | #DIV/0! | #DIV/0! | #DIV/0! | #DIV/0! | #DIV/0! | #DIV/0! | #DIV/0! | #DIV/0! | #DIV/0! | #DIV/0! | #DIV/0! | #DIV/0! | #DIV/0! | #DIV/0! | #DIV/0! | #DIV/0! | #DIV/0! | #DIV/0! | #DIV/0! | #DIV/0! | #DIV/0! | #DIV/0! | #DIV/0! | #DIV/0! | #DIV/0! | #DIV/0! | #DIV/0! | #DIV/0! | #DIV/0! | #DIV/0! | #DIV/0! | #DIV/0! | #DIV/0! | #DIV/0! | #DIV/0! | #DIV/0! | #DIV/0! | #DIV/0! | #DIV/0! | #DIV/0! | #DIV/0! | #DIV/0! | #DIV/0! | #DIV/0! | #DIV/0! | #DIV/0! | #DIV/0! | #DIV/0! | #DIV/0! | 31.2467 | 39.2039 | 38.7611 | 42.4579 | 39.9838 | 40.3061 | 35.6044 | 26.4052 | #DIV/0! | #DIV/0! | #DIV/0! | #DIV/0! | #DIV/0! | #DIV/0! | #DIV/0! | #DIV/0! | #DIV/0! | #DIV/0! | #DIV/0! | #DIV/0! | #DIV/0! | #DIV/0! | #DIV/0! | #DIV/0! | #DIV/0! | #DIV/0!
0 | 0 | 0 | 0 | 400 | 900 | #DIV/0! | #DIV/0! | -0.98585 | -7.1 | 46.486 | #DIV/0! | #DIV/0! | #DIV/0! | #DIV/0! | #DIV/0! | #DIV/0! | #DIV/0! | #DIV/0! | #DIV/0! | #DIV/0! | #DIV/0! | #DIV/0! | #DIV/0! | #DIV/0! | #DIV/0! | #DIV/0! | #DIV/0! | #DIV/0! | #DIV/0! | #DIV/0! | #DIV/0! | #DIV/0! | #DIV/0! | #DIV/0! | #DIV/0! | #DIV/0! | #DIV/0! | #DIV/0! | #DIV/0! | #DIV/0! | #DIV/0! | #DIV/0! | #DIV/0! | #DIV/0! | #DIV/0! | #DIV/0! | #DIV/0! | #DIV/0! | #DIV/0! | #DIV/0! | #DIV/0! | #DIV/0! | #DIV/0! | #DIV/0! | #DIV/0! | #DIV/0! | #DIV/0! | #DIV/0! | #DIV/0! | #DIV/0! | #DIV/0! | #DIV/0! | #DIV/0! | #DIV/0! | #DIV/0! | #DIV/0! | #DIV/0! | #DIV/0! | #DIV/0! | #DIV/0! | #DIV/0! | #DIV/0! | #DIV/0! | #DIV/0! | #DIV/0! | #DIV/0! | #DIV/0! | #DIV/0! | #DIV/0! | #DIV/0! | #DIV/0! | #DIV/0! | #DIV/0! | #DIV/0! | #DIV/0! | #DIV/0! | #DIV/0! | 31.2467 | 39.2039 | 38.7611 | 42.4579 | 39.9838 | 40.3061 | 35.6044 | 26.4052 | #DIV/0! | #DIV/0! | #DIV/0! | #DIV/0! | #DIV/0! | #DIV/0! | #DIV/0! | #DIV/0! | #DIV/0! | #DIV/0! | #DIV/0! | #DIV/0! | #DIV/0! | #DIV/0! | #DIV/0! | #DIV/0! | #DIV/0! | #DIV/0!
0 | 0 | 0 | 0 | 400 | 900 | #DIV/0! | #DIV/0! | -0.98585 | -7.1 | 46.486 | #DIV/0! | #DIV/0! | #DIV/0! | #DIV/0! | #DIV/0! | #DIV/0! | #DIV/0! | #DIV/0! | #DIV/0! | #DIV/0! | #DIV/0! | #DIV/0! | #DIV/0! | #DIV/0! | #DIV/0! | #DIV/0! | #DIV/0! | #DIV/0! | #DIV/0! | #DIV/0! | #DIV/0! | #DIV/0! | #DIV/0! | #DIV/0! | #DIV/0! | #DIV/0! | #DIV/0! | #DIV/0! | #DIV/0! | #DIV/0! | #DIV/0! | #DIV/0! | #DIV/0! | #DIV/0! | #DIV/0! | #DIV/0! | #DIV/0! | #DIV/0! | #DIV/0! | #DIV/0! | #DIV/0! | #DIV/0! | #DIV/0! | #DIV/0! | #DIV/0! | #DIV/0! | #DIV/0! | #DIV/0! | #DIV/0! | #DIV/0! | #DIV/0! | #DIV/0! | #DIV/0! | #DIV/0! | #DIV/0! | #DIV/0! | #DIV/0! | #DIV/0! | #DIV/0! | #DIV/0! | #DIV/0! | #DIV/0! | #DIV/0! | #DIV/0! | #DIV/0! | #DIV/0! | #DIV/0! | #DIV/0! | #DIV/0! | #DIV/0! | #DIV/0! | #DIV/0! | #DIV/0! | #DIV/0! | #DIV/0! | #DIV/0! | #DIV/0! | 31.2467 | 39.2039 | 38.7611 | 42.4579 | 39.9838 | 40.3061 | 35.6044 | 26.4052 | #DIV/0! | #DIV/0! | #DIV/0! | #DIV/0! | #DIV/0! | #DIV/0! | #DIV/0! | #DIV/0! | #DIV/0! | #DIV/0! | #DIV/0! | #DIV/0! | #DIV/0! | #DIV/0! | #DIV/0! | #DIV/0! | #DIV/0! | #DIV/0!
0 | 0 | 0 | 0 | 400 | 900 | #DIV/0! | #DIV/0! | -0.98585 | -7.1 | 46.486 | #DIV/0! | #DIV/0! | #DIV/0! | #DIV/0! | #DIV/0! | #DIV/0! | #DIV/0! | #DIV/0! | #DIV/0! | #DIV/0! | #DIV/0! | #DIV/0! | #DIV/0! | #DIV/0! | #DIV/0! | #DIV/0! | #DIV/0! | #DIV/0! | #DIV/0! | #DIV/0! | #DIV/0! | #DIV/0! | #DIV/0! | #DIV/0! | #DIV/0! | #DIV/0! | #DIV/0! | #DIV/0! | #DIV/0! | #DIV/0! | #DIV/0! | #DIV/0! | #DIV/0! | #DIV/0! | #DIV/0! | #DIV/0! | #DIV/0! | #DIV/0! | #DIV/0! | #DIV/0! | #DIV/0! | #DIV/0! | #DIV/0! | #DIV/0! | #DIV/0! | #DIV/0! | #DIV/0! | #DIV/0! | #DIV/0! | #DIV/0! | #DIV/0! | #DIV/0! | #DIV/0! | #DIV/0! | #DIV/0! | #DIV/0! | #DIV/0! | #DIV/0! | #DIV/0! | #DIV/0! | #DIV/0! | #DIV/0! | #DIV/0! | #DIV/0! | #DIV/0! | #DIV/0! | #DIV/0! | #DIV/0! | #DIV/0! | #DIV/0! | #DIV/0! | #DIV/0! | #DIV/0! | #DIV/0! | #DIV/0! | #DIV/0! | #DIV/0! | 31.2467 | 39.2039 | 38.7611 | 42.4579 | 39.9838 | 40.3061 | 35.6044 | 26.4052 | #DIV/0! | #DIV/0! | #DIV/0! | #DIV/0! | #DIV/0! | #DIV/0! | #DIV/0! | #DIV/0! | #DIV/0! | #DIV/0! | #DIV/0! | #DIV/0! | #DIV/0! | #DIV/0! | #DIV/0! | #DIV/0! | #DIV/0! | #DIV/0!
0 | 0 | 0 | 0 | 400 | 900 | #DIV/0! | #DIV/0! | -0.98585 | -7.1 | 46.486 | #DIV/0! | #DIV/0! | #DIV/0! | #DIV/0! | #DIV/0! | #DIV/0! | #DIV/0! | #DIV/0! | #DIV/0! | #DIV/0! | #DIV/0! | #DIV/0! | #DIV/0! | #DIV/0! | #DIV/0! | #DIV/0! | #DIV/0! | #DIV/0! | #DIV/0! | #DIV/0! | #DIV/0! | #DIV/0! | #DIV/0! | #DIV/0! | #DIV/0! | #DIV/0! | #DIV/0! | #DIV/0! | #DIV/0! | #DIV/0! | #DIV/0! | #DIV/0! | #DIV/0! | #DIV/0! | #DIV/0! | #DIV/0! | #DIV/0! | #DIV/0! | #DIV/0! | #DIV/0! | #DIV/0! | #DIV/0! | #DIV/0! | #DIV/0! | #DIV/0! | #DIV/0! | #DIV/0! | #DIV/0! | #DIV/0! | #DIV/0! | #DIV/0! | #DIV/0! | #DIV/0! | #DIV/0! | #DIV/0! | #DIV/0! | #DIV/0! | #DIV/0! | #DIV/0! | #DIV/0! | #DIV/0! | #DIV/0! | #DIV/0! | #DIV/0! | #DIV/0! | #DIV/0! | #DIV/0! | #DIV/0! | #DIV/0! | #DIV/0! | #DIV/0! | #DIV/0! | #DIV/0! | #DIV/0! | #DIV/0! | #DIV/0! | #DIV/0! | 31.2467 | 39.2039 | 38.7611 | 42.4579 | 39.9838 | 40.3061 | 35.6044 | 26.4052 | #DIV/0! | #DIV/0! | #DIV/0! | #DIV/0! | #DIV/0! | #DIV/0! | #DIV/0! | #DIV/0! | #DIV/0! | #DIV/0! | #DIV/0! | #DIV/0! | #DIV/0! | #DIV/0! | #DIV/0! | #DIV/0! | #DIV/0! | #DIV/0!
0 | 0 | 0 | 0 | 400 | 900 | #DIV/0! | #DIV/0! | -0.98585 | -7.1 | 46.486 | #DIV/0! | #DIV/0! | #DIV/0! | #DIV/0! | #DIV/0! | #DIV/0! | #DIV/0! | #DIV/0! | #DIV/0! | #DIV/0! | #DIV/0! | #DIV/0! | #DIV/0! | #DIV/0! | #DIV/0! | #DIV/0! | #DIV/0! | #DIV/0! | #DIV/0! | #DIV/0! | #DIV/0! | #DIV/0! | #DIV/0! | #DIV/0! | #DIV/0! | #DIV/0! | #DIV/0! | #DIV/0! | #DIV/0! | #DIV/0! | #DIV/0! | #DIV/0! | #DIV/0! | #DIV/0! | #DIV/0! | #DIV/0! | #DIV/0! | #DIV/0! | #DIV/0! | #DIV/0! | #DIV/0! | #DIV/0! | #DIV/0! | #DIV/0! | #DIV/0! | #DIV/0! | #DIV/0! | #DIV/0! | #DIV/0! | #DIV/0! | #DIV/0! | #DIV/0! | #DIV/0! | #DIV/0! | #DIV/0! | #DIV/0! | #DIV/0! | #DIV/0! | #DIV/0! | #DIV/0! | #DIV/0! | #DIV/0! | #DIV/0! | #DIV/0! | #DIV/0! | #DIV/0! | #DIV/0! | #DIV/0! | #DIV/0! | #DIV/0! | #DIV/0! | #DIV/0! | #DIV/0! | #DIV/0! | #DIV/0! | #DIV/0! | #DIV/0! | 31.2467 | 39.2039 | 38.7611 | 42.4579 | 39.9838 | 40.3061 | 35.6044 | 26.4052 | #DIV/0! | #DIV/0! | #DIV/0! | #DIV/0! | #DIV/0! | #DIV/0! | #DIV/0! | #DIV/0! | #DIV/0! | #DIV/0! | #DIV/0! | #DIV/0! | #DIV/0! | #DIV/0! | #DIV/0! | #DIV/0! | #DIV/0! | #DIV/0!
0 | 0 | 0 | 0 | 400 | 900 | #DIV/0! | #DIV/0! | -0.98585 | -7.1 | 46.486 | #DIV/0! | #DIV/0! | #DIV/0! | #DIV/0! | #DIV/0! | #DIV/0! | #DIV/0! | #DIV/0! | #DIV/0! | #DIV/0! | #DIV/0! | #DIV/0! | #DIV/0! | #DIV/0! | #DIV/0! | #DIV/0! | #DIV/0! | #DIV/0! | #DIV/0! | #DIV/0! | #DIV/0! | #DIV/0! | #DIV/0! | #DIV/0! | #DIV/0! | #DIV/0! | #DIV/0! | #DIV/0! | #DIV/0! | #DIV/0! | #DIV/0! | #DIV/0! | #DIV/0! | #DIV/0! | #DIV/0! | #DIV/0! | #DIV/0! | #DIV/0! | #DIV/0! | #DIV/0! | #DIV/0! | #DIV/0! | #DIV/0! | #DIV/0! | #DIV/0! | #DIV/0! | #DIV/0! | #DIV/0! | #DIV/0! | #DIV/0! | #DIV/0! | #DIV/0! | #DIV/0! | #DIV/0! | #DIV/0! | #DIV/0! | #DIV/0! | #DIV/0! | #DIV/0! | #DIV/0! | #DIV/0! | #DIV/0! | #DIV/0! | #DIV/0! | #DIV/0! | #DIV/0! | #DIV/0! | #DIV/0! | #DIV/0! | #DIV/0! | #DIV/0! | #DIV/0! | #DIV/0! | #DIV/0! | #DIV/0! | #DIV/0! | #DIV/0! | 31.2467 | 39.2039 | 38.7611 | 42.4579 | 39.9838 | 40.3061 | 35.6044 | 26.4052 | #DIV/0! | #DIV/0! | #DIV/0! | #DIV/0! | #DIV/0! | #DIV/0! | #DIV/0! | #DIV/0! | #DIV/0! | #DIV/0! | #DIV/0! | #DIV/0! | #DIV/0! | #DIV/0! | #DIV/0! | #DIV/0! | #DIV/0! | #DIV/0!
0 | 0 | 0 | 0 | 400 | 900 | #DIV/0! | #DIV/0! | -0.98585 | -7.1 | 46.486 | #DIV/0! | #DIV/0! | #DIV/0! | #DIV/0! | #DIV/0! | #DIV/0! | #DIV/0! | #DIV/0! | #DIV/0! | #DIV/0! | #DIV/0! | #DIV/0! | #DIV/0! | #DIV/0! | #DIV/0! | #DIV/0! | #DIV/0! | #DIV/0! | #DIV/0! | #DIV/0! | #DIV/0! | #DIV/0! | #DIV/0! | #DIV/0! | #DIV/0! | #DIV/0! | #DIV/0! | #DIV/0! | #DIV/0! | #DIV/0! | #DIV/0! | #DIV/0! | #DIV/0! | #DIV/0! | #DIV/0! | #DIV/0! | #DIV/0! | #DIV/0! | #DIV/0! | #DIV/0! | #DIV/0! | #DIV/0! | #DIV/0! | #DIV/0! | #DIV/0! | #DIV/0! | #DIV/0! | #DIV/0! | #DIV/0! | #DIV/0! | #DIV/0! | #DIV/0! | #DIV/0! | #DIV/0! | #DIV/0! | #DIV/0! | #DIV/0! | #DIV/0! | #DIV/0! | #DIV/0! | #DIV/0! | #DIV/0! | #DIV/0! | #DIV/0! | #DIV/0! | #DIV/0! | #DIV/0! | #DIV/0! | #DIV/0! | #DIV/0! | #DIV/0! | #DIV/0! | #DIV/0! | #DIV/0! | #DIV/0! | #DIV/0! | #DIV/0! | 31.2467 | 39.2039 | 38.7611 | 42.4579 | 39.9838 | 40.3061 | 35.6044 | 26.4052 | #DIV/0! | #DIV/0! | #DIV/0! | #DIV/0! | #DIV/0! | #DIV/0! | #DIV/0! | #DIV/0! | #DIV/0! | #DIV/0! | #DIV/0! | #DIV/0! | #DIV/0! | #DIV/0! | #DIV/0! | #DIV/0! | #DIV/0! | #DIV/0!
0 | 0 | 0 | 0 | 400 | 900 | #DIV/0! | #DIV/0! | -0.98585 | -7.1 | 46.486 | #DIV/0! | #DIV/0! | #DIV/0! | #DIV/0! | #DIV/0! | #DIV/0! | #DIV/0! | #DIV/0! | #DIV/0! | #DIV/0! | #DIV/0! | #DIV/0! | #DIV/0! | #DIV/0! | #DIV/0! | #DIV/0! | #DIV/0! | #DIV/0! | #DIV/0! | #DIV/0! | #DIV/0! | #DIV/0! | #DIV/0! | #DIV/0! | #DIV/0! | #DIV/0! | #DIV/0! | #DIV/0! | #DIV/0! | #DIV/0! | #DIV/0! | #DIV/0! | #DIV/0! | #DIV/0! | #DIV/0! | #DIV/0! | #DIV/0! | #DIV/0! | #DIV/0! | #DIV/0! | #DIV/0! | #DIV/0! | #DIV/0! | #DIV/0! | #DIV/0! | #DIV/0! | #DIV/0! | #DIV/0! | #DIV/0! | #DIV/0! | #DIV/0! | #DIV/0! | #DIV/0! | #DIV/0! | #DIV/0! | #DIV/0! | #DIV/0! | #DIV/0! | #DIV/0! | #DIV/0! | #DIV/0! | #DIV/0! | #DIV/0! | #DIV/0! | #DIV/0! | #DIV/0! | #DIV/0! | #DIV/0! | #DIV/0! | #DIV/0! | #DIV/0! | #DIV/0! | #DIV/0! | #DIV/0! | #DIV/0! | #DIV/0! | #DIV/0! | 31.2467 | 39.2039 | 38.7611 | 42.4579 | 39.9838 | 40.3061 | 35.6044 | 26.4052 | #DIV/0! | #DIV/0! | #DIV/0! | #DIV/0! | #DIV/0! | #DIV/0! | #DIV/0! | #DIV/0! | #DIV/0! | #DIV/0! | #DIV/0! | #DIV/0! | #DIV/0! | #DIV/0! | #DIV/0! | #DIV/0! | #DIV/0! | #DIV/0!
0 | 0 | 0 | 0 | 400 | 900 | #DIV/0! | #DIV/0! | -0.98585 | -7.1 | 46.486 | #DIV/0! | #DIV/0! | #DIV/0! | #DIV/0! | #DIV/0! | #DIV/0! | #DIV/0! | #DIV/0! | #DIV/0! | #DIV/0! | #DIV/0! | #DIV/0! | #DIV/0! | #DIV/0! | #DIV/0! | #DIV/0! | #DIV/0! | #DIV/0! | #DIV/0! | #DIV/0! | #DIV/0! | #DIV/0! | #DIV/0! | #DIV/0! | #DIV/0! | #DIV/0! | #DIV/0! | #DIV/0! | #DIV/0! | #DIV/0! | #DIV/0! | #DIV/0! | #DIV/0! | #DIV/0! | #DIV/0! | #DIV/0! | #DIV/0! | #DIV/0! | #DIV/0! | #DIV/0! | #DIV/0! | #DIV/0! | #DIV/0! | #DIV/0! | #DIV/0! | #DIV/0! | #DIV/0! | #DIV/0! | #DIV/0! | #DIV/0! | #DIV/0! | #DIV/0! | #DIV/0! | #DIV/0! | #DIV/0! | #DIV/0! | #DIV/0! | #DIV/0! | #DIV/0! | #DIV/0! | #DIV/0! | #DIV/0! | #DIV/0! | #DIV/0! | #DIV/0! | #DIV/0! | #DIV/0! | #DIV/0! | #DIV/0! | #DIV/0! | #DIV/0! | #DIV/0! | #DIV/0! | #DIV/0! | #DIV/0! | #DIV/0! | #DIV/0! | 31.2467 | 39.2039 | 38.7611 | 42.4579 | 39.9838 | 40.3061 | 35.6044 | 26.4052 | #DIV/0! | #DIV/0! | #DIV/0! | #DIV/0! | #DIV/0! | #DIV/0! | #DIV/0! | #DIV/0! | #DIV/0! | #DIV/0! | #DIV/0! | #DIV/0! | #DIV/0! | #DIV/0! | #DIV/0! | #DIV/0! | #DIV/0! | #DIV/0!
0 | 0 | 0 | 0 | 400 | 900 | #DIV/0! | #DIV/0! | -0.98585 | -7.1 | 46.486 | #DIV/0! | #DIV/0! | #DIV/0! | #DIV/0! | #DIV/0! | #DIV/0! | #DIV/0! | #DIV/0! | #DIV/0! | #DIV/0! | #DIV/0! | #DIV/0! | #DIV/0! | #DIV/0! | #DIV/0! | #DIV/0! | #DIV/0! | #DIV/0! | #DIV/0! | #DIV/0! | #DIV/0! | #DIV/0! | #DIV/0! | #DIV/0! | #DIV/0! | #DIV/0! | #DIV/0! | #DIV/0! | #DIV/0! | #DIV/0! | #DIV/0! | #DIV/0! | #DIV/0! | #DIV/0! | #DIV/0! | #DIV/0! | #DIV/0! | #DIV/0! | #DIV/0! | #DIV/0! | #DIV/0! | #DIV/0! | #DIV/0! | #DIV/0! | #DIV/0! | #DIV/0! | #DIV/0! | #DIV/0! | #DIV/0! | #DIV/0! | #DIV/0! | #DIV/0! | #DIV/0! | #DIV/0! | #DIV/0! | #DIV/0! | #DIV/0! | #DIV/0! | #DIV/0! | #DIV/0! | #DIV/0! | #DIV/0! | #DIV/0! | #DIV/0! | #DIV/0! | #DIV/0! | #DIV/0! | #DIV/0! | #DIV/0! | #DIV/0! | #DIV/0! | #DIV/0! | #DIV/0! | #DIV/0! | #DIV/0! | #DIV/0! | #DIV/0! | 31.2467 | 39.2039 | 38.7611 | 42.4579 | 39.9838 | 40.3061 | 35.6044 | 26.4052 | #DIV/0! | #DIV/0! | #DIV/0! | #DIV/0! | #DIV/0! | #DIV/0! | #DIV/0! | #DIV/0! | #DIV/0! | #DIV/0! | #DIV/0! | #DIV/0! | #DIV/0! | #DIV/0! | #DIV/0! | #DIV/0! | #DIV/0! | #DIV/0!
0 | 0 | 0 | 0 | 400 | 900 | #DIV/0! | #DIV/0! | -0.98585 | -7.1 | 46.486 | #DIV/0! | #DIV/0! | #DIV/0! | #DIV/0! | #DIV/0! | #DIV/0! | #DIV/0! | #DIV/0! | #DIV/0! | #DIV/0! | #DIV/0! | #DIV/0! | #DIV/0! | #DIV/0! | #DIV/0! | #DIV/0! | #DIV/0! | #DIV/0! | #DIV/0! | #DIV/0! | #DIV/0! | #DIV/0! | #DIV/0! | #DIV/0! | #DIV/0! | #DIV/0! | #DIV/0! | #DIV/0! | #DIV/0! | #DIV/0! | #DIV/0! | #DIV/0! | #DIV/0! | #DIV/0! | #DIV/0! | #DIV/0! | #DIV/0! | #DIV/0! | #DIV/0! | #DIV/0! | #DIV/0! | #DIV/0! | #DIV/0! | #DIV/0! | #DIV/0! | #DIV/0! | #DIV/0! | #DIV/0! | #DIV/0! | #DIV/0! | #DIV/0! | #DIV/0! | #DIV/0! | #DIV/0! | #DIV/0! | #DIV/0! | #DIV/0! | #DIV/0! | #DIV/0! | #DIV/0! | #DIV/0! | #DIV/0! | #DIV/0! | #DIV/0! | #DIV/0! | #DIV/0! | #DIV/0! | #DIV/0! | #DIV/0! | #DIV/0! | #DIV/0! | #DIV/0! | #DIV/0! | #DIV/0! | #DIV/0! | #DIV/0! | #DIV/0! | 31.2467 | 39.2039 | 38.7611 | 42.4579 | 39.9838 | 40.3061 | 35.6044 | 26.4052 | #DIV/0! | #DIV/0! | #DIV/0! | #DIV/0! | #DIV/0! | #DIV/0! | #DIV/0! | #DIV/0! | #DIV/0! | #DIV/0! | #DIV/0! | #DIV/0! | #DIV/0! | #DIV/0! | #DIV/0! | #DIV/0! | #DIV/0! | #DIV/0!
0 | 0 | 0 | 0 | 400 | 900 | #DIV/0! | #DIV/0! | -0.98585 | -7.1 | 46.486 | #DIV/0! | #DIV/0! | #DIV/0! | #DIV/0! | #DIV/0! | #DIV/0! | #DIV/0! | #DIV/0! | #DIV/0! | #DIV/0! | #DIV/0! | #DIV/0! | #DIV/0! | #DIV/0! | #DIV/0! | #DIV/0! | #DIV/0! | #DIV/0! | #DIV/0! | #DIV/0! | #DIV/0! | #DIV/0! | #DIV/0! | #DIV/0! | #DIV/0! | #DIV/0! | #DIV/0! | #DIV/0! | #DIV/0! | #DIV/0! | #DIV/0! | #DIV/0! | #DIV/0! | #DIV/0! | #DIV/0! | #DIV/0! | #DIV/0! | #DIV/0! | #DIV/0! | #DIV/0! | #DIV/0! | #DIV/0! | #DIV/0! | #DIV/0! | #DIV/0! | #DIV/0! | #DIV/0! | #DIV/0! | #DIV/0! | #DIV/0! | #DIV/0! | #DIV/0! | #DIV/0! | #DIV/0! | #DIV/0! | #DIV/0! | #DIV/0! | #DIV/0! | #DIV/0! | #DIV/0! | #DIV/0! | #DIV/0! | #DIV/0! | #DIV/0! | #DIV/0! | #DIV/0! | #DIV/0! | #DIV/0! | #DIV/0! | #DIV/0! | #DIV/0! | #DIV/0! | #DIV/0! | #DIV/0! | #DIV/0! | #DIV/0! | #DIV/0! | 31.2467 | 39.2039 | 38.7611 | 42.4579 | 39.9838 | 40.3061 | 35.6044 | 26.4052 | #DIV/0! | #DIV/0! | #DIV/0! | #DIV/0! | #DIV/0! | #DIV/0! | #DIV/0! | #DIV/0! | #DIV/0! | #DIV/0! | #DIV/0! | #DIV/0! | #DIV/0! | #DIV/0! | #DIV/0! | #DIV/0! | #DIV/0! | #DIV/0!
0 | 0 | 0 | 0 | 400 | 900 | #DIV/0! | #DIV/0! | -0.98585 | -7.1 | 46.486 | #DIV/0! | #DIV/0! | #DIV/0! | #DIV/0! | #DIV/0! | #DIV/0! | #DIV/0! | #DIV/0! | #DIV/0! | #DIV/0! | #DIV/0! | #DIV/0! | #DIV/0! | #DIV/0! | #DIV/0! | #DIV/0! | #DIV/0! | #DIV/0! | #DIV/0! | #DIV/0! | #DIV/0! | #DIV/0! | #DIV/0! | #DIV/0! | #DIV/0! | #DIV/0! | #DIV/0! | #DIV/0! | #DIV/0! | #DIV/0! | #DIV/0! | #DIV/0! | #DIV/0! | #DIV/0! | #DIV/0! | #DIV/0! | #DIV/0! | #DIV/0! | #DIV/0! | #DIV/0! | #DIV/0! | #DIV/0! | #DIV/0! | #DIV/0! | #DIV/0! | #DIV/0! | #DIV/0! | #DIV/0! | #DIV/0! | #DIV/0! | #DIV/0! | #DIV/0! | #DIV/0! | #DIV/0! | #DIV/0! | #DIV/0! | #DIV/0! | #DIV/0! | #DIV/0! | #DIV/0! | #DIV/0! | #DIV/0! | #DIV/0! | #DIV/0! | #DIV/0! | #DIV/0! | #DIV/0! | #DIV/0! | #DIV/0! | #DIV/0! | #DIV/0! | #DIV/0! | #DIV/0! | #DIV/0! | #DIV/0! | #DIV/0! | #DIV/0! | 31.2467 | 39.2039 | 38.7611 | 42.4579 | 39.9838 | 40.3061 | 35.6044 | 26.4052 | #DIV/0! | #DIV/0! | #DIV/0! | #DIV/0! | #DIV/0! | #DIV/0! | #DIV/0! | #DIV/0! | #DIV/0! | #DIV/0! | #DIV/0! | #DIV/0! | #DIV/0! | #DIV/0! | #DIV/0! | #DIV/0! | #DIV/0! | #DIV/0!
0 | 0 | 0 | 0 | 400 | 900 | #DIV/0! | #DIV/0! | -0.98585 | -7.1 | 46.486 | #DIV/0! | #DIV/0! | #DIV/0! | #DIV/0! | #DIV/0! | #DIV/0! | #DIV/0! | #DIV/0! | #DIV/0! | #DIV/0! | #DIV/0! | #DIV/0! | #DIV/0! | #DIV/0! | #DIV/0! | #DIV/0! | #DIV/0! | #DIV/0! | #DIV/0! | #DIV/0! | #DIV/0! | #DIV/0! | #DIV/0! | #DIV/0! | #DIV/0! | #DIV/0! | #DIV/0! | #DIV/0! | #DIV/0! | #DIV/0! | #DIV/0! | #DIV/0! | #DIV/0! | #DIV/0! | #DIV/0! | #DIV/0! | #DIV/0! | #DIV/0! | #DIV/0! | #DIV/0! | #DIV/0! | #DIV/0! | #DIV/0! | #DIV/0! | #DIV/0! | #DIV/0! | #DIV/0! | #DIV/0! | #DIV/0! | #DIV/0! | #DIV/0! | #DIV/0! | #DIV/0! | #DIV/0! | #DIV/0! | #DIV/0! | #DIV/0! | #DIV/0! | #DIV/0! | #DIV/0! | #DIV/0! | #DIV/0! | #DIV/0! | #DIV/0! | #DIV/0! | #DIV/0! | #DIV/0! | #DIV/0! | #DIV/0! | #DIV/0! | #DIV/0! | #DIV/0! | #DIV/0! | #DIV/0! | #DIV/0! | #DIV/0! | #DIV/0! | 31.2467 | 39.2039 | 38.7611 | 42.4579 | 39.9838 | 40.3061 | 35.6044 | 26.4052 | #DIV/0! | #DIV/0! | #DIV/0! | #DIV/0! | #DIV/0! | #DIV/0! | #DIV/0! | #DIV/0! | #DIV/0! | #DIV/0! | #DIV/0! | #DIV/0! | #DIV/0! | #DIV/0! | #DIV/0! | #DIV/0! | #DIV/0! | #DIV/0!
0 | 0 | 0 | 0 | 400 | 900 | #DIV/0! | #DIV/0! | -0.98585 | -7.1 | 46.486 | #DIV/0! | #DIV/0! | #DIV/0! | #DIV/0! | #DIV/0! | #DIV/0! | #DIV/0! | #DIV/0! | #DIV/0! | #DIV/0! | #DIV/0! | #DIV/0! | #DIV/0! | #DIV/0! | #DIV/0! | #DIV/0! | #DIV/0! | #DIV/0! | #DIV/0! | #DIV/0! | #DIV/0! | #DIV/0! | #DIV/0! | #DIV/0! | #DIV/0! | #DIV/0! | #DIV/0! | #DIV/0! | #DIV/0! | #DIV/0! | #DIV/0! | #DIV/0! | #DIV/0! | #DIV/0! | #DIV/0! | #DIV/0! | #DIV/0! | #DIV/0! | #DIV/0! | #DIV/0! | #DIV/0! | #DIV/0! | #DIV/0! | #DIV/0! | #DIV/0! | #DIV/0! | #DIV/0! | #DIV/0! | #DIV/0! | #DIV/0! | #DIV/0! | #DIV/0! | #DIV/0! | #DIV/0! | #DIV/0! | #DIV/0! | #DIV/0! | #DIV/0! | #DIV/0! | #DIV/0! | #DIV/0! | #DIV/0! | #DIV/0! | #DIV/0! | #DIV/0! | #DIV/0! | #DIV/0! | #DIV/0! | #DIV/0! | #DIV/0! | #DIV/0! | #DIV/0! | #DIV/0! | #DIV/0! | #DIV/0! | #DIV/0! | #DIV/0! | 31.2467 | 39.2039 | 38.7611 | 42.4579 | 39.9838 | 40.3061 | 35.6044 | 26.4052 | #DIV/0! | #DIV/0! | #DIV/0! | #DIV/0! | #DIV/0! | #DIV/0! | #DIV/0! | #DIV/0! | #DIV/0! | #DIV/0! | #DIV/0! | #DIV/0! | #DIV/0! | #DIV/0! | #DIV/0! | #DIV/0! | #DIV/0! | #DIV/0!
0 | 0 | 0 | 0 | 400 | 900 | #DIV/0! | #DIV/0! | -0.98585 | -7.1 | 46.486 | #DIV/0! | #DIV/0! | #DIV/0! | #DIV/0! | #DIV/0! | #DIV/0! | #DIV/0! | #DIV/0! | #DIV/0! | #DIV/0! | #DIV/0! | #DIV/0! | #DIV/0! | #DIV/0! | #DIV/0! | #DIV/0! | #DIV/0! | #DIV/0! | #DIV/0! | #DIV/0! | #DIV/0! | #DIV/0! | #DIV/0! | #DIV/0! | #DIV/0! | #DIV/0! | #DIV/0! | #DIV/0! | #DIV/0! | #DIV/0! | #DIV/0! | #DIV/0! | #DIV/0! | #DIV/0! | #DIV/0! | #DIV/0! | #DIV/0! | #DIV/0! | #DIV/0! | #DIV/0! | #DIV/0! | #DIV/0! | #DIV/0! | #DIV/0! | #DIV/0! | #DIV/0! | #DIV/0! | #DIV/0! | #DIV/0! | #DIV/0! | #DIV/0! | #DIV/0! | #DIV/0! | #DIV/0! | #DIV/0! | #DIV/0! | #DIV/0! | #DIV/0! | #DIV/0! | #DIV/0! | #DIV/0! | #DIV/0! | #DIV/0! | #DIV/0! | #DIV/0! | #DIV/0! | #DIV/0! | #DIV/0! | #DIV/0! | #DIV/0! | #DIV/0! | #DIV/0! | #DIV/0! | #DIV/0! | #DIV/0! | #DIV/0! | #DIV/0! | 31.2467 | 39.2039 | 38.7611 | 42.4579 | 39.9838 | 40.3061 | 35.6044 | 26.4052 | #DIV/0! | #DIV/0! | #DIV/0! | #DIV/0! | #DIV/0! | #DIV/0! | #DIV/0! | #DIV/0! | #DIV/0! | #DIV/0! | #DIV/0! | #DIV/0! | #DIV/0! | #DIV/0! | #DIV/0! | #DIV/0! | #DIV/0! | #DIV/0!
0 | 0 | 0 | 0 | 400 | 900 | #DIV/0! | #DIV/0! | -0.98585 | -7.1 | 46.486 | #DIV/0! | #DIV/0! | #DIV/0! | #DIV/0! | #DIV/0! | #DIV/0! | #DIV/0! | #DIV/0! | #DIV/0! | #DIV/0! | #DIV/0! | #DIV/0! | #DIV/0! | #DIV/0! | #DIV/0! | #DIV/0! | #DIV/0! | #DIV/0! | #DIV/0! | #DIV/0! | #DIV/0! | #DIV/0! | #DIV/0! | #DIV/0! | #DIV/0! | #DIV/0! | #DIV/0! | #DIV/0! | #DIV/0! | #DIV/0! | #DIV/0! | #DIV/0! | #DIV/0! | #DIV/0! | #DIV/0! | #DIV/0! | #DIV/0! | #DIV/0! | #DIV/0! | #DIV/0! | #DIV/0! | #DIV/0! | #DIV/0! | #DIV/0! | #DIV/0! | #DIV/0! | #DIV/0! | #DIV/0! | #DIV/0! | #DIV/0! | #DIV/0! | #DIV/0! | #DIV/0! | #DIV/0! | #DIV/0! | #DIV/0! | #DIV/0! | #DIV/0! | #DIV/0! | #DIV/0! | #DIV/0! | #DIV/0! | #DIV/0! | #DIV/0! | #DIV/0! | #DIV/0! | #DIV/0! | #DIV/0! | #DIV/0! | #DIV/0! | #DIV/0! | #DIV/0! | #DIV/0! | #DIV/0! | #DIV/0! | #DIV/0! | #DIV/0! | 31.2467 | 39.2039 | 38.7611 | 42.4579 | 39.9838 | 40.3061 | 35.6044 | 26.4052 | #DIV/0! | #DIV/0! | #DIV/0! | #DIV/0! | #DIV/0! | #DIV/0! | #DIV/0! | #DIV/0! | #DIV/0! | #DIV/0! | #DIV/0! | #DIV/0! | #DIV/0! | #DIV/0! | #DIV/0! | #DIV/0! | #DIV/0! | #DIV/0!
0 | 0 | 0 | 0 | 400 | 900 | #DIV/0! | #DIV/0! | -0.98585 | -7.1 | 46.486 | #DIV/0! | #DIV/0! | #DIV/0! | #DIV/0! | #DIV/0! | #DIV/0! | #DIV/0! | #DIV/0! | #DIV/0! | #DIV/0! | #DIV/0! | #DIV/0! | #DIV/0! | #DIV/0! | #DIV/0! | #DIV/0! | #DIV/0! | #DIV/0! | #DIV/0! | #DIV/0! | #DIV/0! | #DIV/0! | #DIV/0! | #DIV/0! | #DIV/0! | #DIV/0! | #DIV/0! | #DIV/0! | #DIV/0! | #DIV/0! | #DIV/0! | #DIV/0! | #DIV/0! | #DIV/0! | #DIV/0! | #DIV/0! | #DIV/0! | #DIV/0! | #DIV/0! | #DIV/0! | #DIV/0! | #DIV/0! | #DIV/0! | #DIV/0! | #DIV/0! | #DIV/0! | #DIV/0! | #DIV/0! | #DIV/0! | #DIV/0! | #DIV/0! | #DIV/0! | #DIV/0! | #DIV/0! | #DIV/0! | #DIV/0! | #DIV/0! | #DIV/0! | #DIV/0! | #DIV/0! | #DIV/0! | #DIV/0! | #DIV/0! | #DIV/0! | #DIV/0! | #DIV/0! | #DIV/0! | #DIV/0! | #DIV/0! | #DIV/0! | #DIV/0! | #DIV/0! | #DIV/0! | #DIV/0! | #DIV/0! | #DIV/0! | #DIV/0! | 31.2467 | 39.2039 | 38.7611 | 42.4579 | 39.9838 | 40.3061 | 35.6044 | 26.4052 | #DIV/0! | #DIV/0! | #DIV/0! | #DIV/0! | #DIV/0! | #DIV/0! | #DIV/0! | #DIV/0! | #DIV/0! | #DIV/0! | #DIV/0! | #DIV/0! | #DIV/0! | #DIV/0! | #DIV/0! | #DIV/0! | #DIV/0! | #DIV/0!
0 | 0 | 0 | 0 | 400 | 900 | #DIV/0! | #DIV/0! | -0.98585 | -7.1 | 46.486 | #DIV/0! | #DIV/0! | #DIV/0! | #DIV/0! | #DIV/0! | #DIV/0! | #DIV/0! | #DIV/0! | #DIV/0! | #DIV/0! | #DIV/0! | #DIV/0! | #DIV/0! | #DIV/0! | #DIV/0! | #DIV/0! | #DIV/0! | #DIV/0! | #DIV/0! | #DIV/0! | #DIV/0! | #DIV/0! | #DIV/0! | #DIV/0! | #DIV/0! | #DIV/0! | #DIV/0! | #DIV/0! | #DIV/0! | #DIV/0! | #DIV/0! | #DIV/0! | #DIV/0! | #DIV/0! | #DIV/0! | #DIV/0! | #DIV/0! | #DIV/0! | #DIV/0! | #DIV/0! | #DIV/0! | #DIV/0! | #DIV/0! | #DIV/0! | #DIV/0! | #DIV/0! | #DIV/0! | #DIV/0! | #DIV/0! | #DIV/0! | #DIV/0! | #DIV/0! | #DIV/0! | #DIV/0! | #DIV/0! | #DIV/0! | #DIV/0! | #DIV/0! | #DIV/0! | #DIV/0! | #DIV/0! | #DIV/0! | #DIV/0! | #DIV/0! | #DIV/0! | #DIV/0! | #DIV/0! | #DIV/0! | #DIV/0! | #DIV/0! | #DIV/0! | #DIV/0! | #DIV/0! | #DIV/0! | #DIV/0! | #DIV/0! | #DIV/0! | 31.2467 | 39.2039 | 38.7611 | 42.4579 | 39.9838 | 40.3061 | 35.6044 | 26.4052 | #DIV/0! | #DIV/0! | #DIV/0! | #DIV/0! | #DIV/0! | #DIV/0! | #DIV/0! | #DIV/0! | #DIV/0! | #DIV/0! | #DIV/0! | #DIV/0! | #DIV/0! | #DIV/0! | #DIV/0! | #DIV/0! | #DIV/0! | #DIV/0!
0 | 0 | 0 | 0 | 400 | 900 | #DIV/0! | #DIV/0! | -0.98585 | -7.1 | 46.486 | #DIV/0! | #DIV/0! | #DIV/0! | #DIV/0! | #DIV/0! | #DIV/0! | #DIV/0! | #DIV/0! | #DIV/0! | #DIV/0! | #DIV/0! | #DIV/0! | #DIV/0! | #DIV/0! | #DIV/0! | #DIV/0! | #DIV/0! | #DIV/0! | #DIV/0! | #DIV/0! | #DIV/0! | #DIV/0! | #DIV/0! | #DIV/0! | #DIV/0! | #DIV/0! | #DIV/0! | #DIV/0! | #DIV/0! | #DIV/0! | #DIV/0! | #DIV/0! | #DIV/0! | #DIV/0! | #DIV/0! | #DIV/0! | #DIV/0! | #DIV/0! | #DIV/0! | #DIV/0! | #DIV/0! | #DIV/0! | #DIV/0! | #DIV/0! | #DIV/0! | #DIV/0! | #DIV/0! | #DIV/0! | #DIV/0! | #DIV/0! | #DIV/0! | #DIV/0! | #DIV/0! | #DIV/0! | #DIV/0! | #DIV/0! | #DIV/0! | #DIV/0! | #DIV/0! | #DIV/0! | #DIV/0! | #DIV/0! | #DIV/0! | #DIV/0! | #DIV/0! | #DIV/0! | #DIV/0! | #DIV/0! | #DIV/0! | #DIV/0! | #DIV/0! | #DIV/0! | #DIV/0! | #DIV/0! | #DIV/0! | #DIV/0! | #DIV/0! | 31.2467 | 39.2039 | 38.7611 | 42.4579 | 39.9838 | 40.3061 | 35.6044 | 26.4052 | #DIV/0! | #DIV/0! | #DIV/0! | #DIV/0! | #DIV/0! | #DIV/0! | #DIV/0! | #DIV/0! | #DIV/0! | #DIV/0! | #DIV/0! | #DIV/0! | #DIV/0! | #DIV/0! | #DIV/0! | #DIV/0! | #DIV/0! | #DIV/0!
0 | 0 | 0 | 0 | 400 | 900 | #DIV/0! | #DIV/0! | -0.98585 | -7.1 | 46.486 | #DIV/0! | #DIV/0! | #DIV/0! | #DIV/0! | #DIV/0! | #DIV/0! | #DIV/0! | #DIV/0! | #DIV/0! | #DIV/0! | #DIV/0! | #DIV/0! | #DIV/0! | #DIV/0! | #DIV/0! | #DIV/0! | #DIV/0! | #DIV/0! | #DIV/0! | #DIV/0! | #DIV/0! | #DIV/0! | #DIV/0! | #DIV/0! | #DIV/0! | #DIV/0! | #DIV/0! | #DIV/0! | #DIV/0! | #DIV/0! | #DIV/0! | #DIV/0! | #DIV/0! | #DIV/0! | #DIV/0! | #DIV/0! | #DIV/0! | #DIV/0! | #DIV/0! | #DIV/0! | #DIV/0! | #DIV/0! | #DIV/0! | #DIV/0! | #DIV/0! | #DIV/0! | #DIV/0! | #DIV/0! | #DIV/0! | #DIV/0! | #DIV/0! | #DIV/0! | #DIV/0! | #DIV/0! | #DIV/0! | #DIV/0! | #DIV/0! | #DIV/0! | #DIV/0! | #DIV/0! | #DIV/0! | #DIV/0! | #DIV/0! | #DIV/0! | #DIV/0! | #DIV/0! | #DIV/0! | #DIV/0! | #DIV/0! | #DIV/0! | #DIV/0! | #DIV/0! | #DIV/0! | #DIV/0! | #DIV/0! | #DIV/0! | #DIV/0! | 31.2467 | 39.2039 | 38.7611 | 42.4579 | 39.9838 | 40.3061 | 35.6044 | 26.4052 | #DIV/0! | #DIV/0! | #DIV/0! | #DIV/0! | #DIV/0! | #DIV/0! | #DIV/0! | #DIV/0! | #DIV/0! | #DIV/0! | #DIV/0! | #DIV/0! | #DIV/0! | #DIV/0! | #DIV/0! | #DIV/0! | #DIV/0! | #DIV/0!
0 | 0 | 0 | 0 | 400 | 900 | #DIV/0! | #DIV/0! | -0.98585 | -7.1 | 46.486 | #DIV/0! | #DIV/0! | #DIV/0! | #DIV/0! | #DIV/0! | #DIV/0! | #DIV/0! | #DIV/0! | #DIV/0! | #DIV/0! | #DIV/0! | #DIV/0! | #DIV/0! | #DIV/0! | #DIV/0! | #DIV/0! | #DIV/0! | #DIV/0! | #DIV/0! | #DIV/0! | #DIV/0! | #DIV/0! | #DIV/0! | #DIV/0! | #DIV/0! | #DIV/0! | #DIV/0! | #DIV/0! | #DIV/0! | #DIV/0! | #DIV/0! | #DIV/0! | #DIV/0! | #DIV/0! | #DIV/0! | #DIV/0! | #DIV/0! | #DIV/0! | #DIV/0! | #DIV/0! | #DIV/0! | #DIV/0! | #DIV/0! | #DIV/0! | #DIV/0! | #DIV/0! | #DIV/0! | #DIV/0! | #DIV/0! | #DIV/0! | #DIV/0! | #DIV/0! | #DIV/0! | #DIV/0! | #DIV/0! | #DIV/0! | #DIV/0! | #DIV/0! | #DIV/0! | #DIV/0! | #DIV/0! | #DIV/0! | #DIV/0! | #DIV/0! | #DIV/0! | #DIV/0! | #DIV/0! | #DIV/0! | #DIV/0! | #DIV/0! | #DIV/0! | #DIV/0! | #DIV/0! | #DIV/0! | #DIV/0! | #DIV/0! | #DIV/0! | 31.2467 | 39.2039 | 38.7611 | 42.4579 | 39.9838 | 40.3061 | 35.6044 | 26.4052 | #DIV/0! | #DIV/0! | #DIV/0! | #DIV/0! | #DIV/0! | #DIV/0! | #DIV/0! | #DIV/0! | #DIV/0! | #DIV/0! | #DIV/0! | #DIV/0! | #DIV/0! | #DIV/0! | #DIV/0! | #DIV/0! | #DIV/0! | #DIV/0!
0 | 0 | 0 | 0 | 400 | 900 | #DIV/0! | #DIV/0! | -0.98585 | -7.1 | 46.486 | #DIV/0! | #DIV/0! | #DIV/0! | #DIV/0! | #DIV/0! | #DIV/0! | #DIV/0! | #DIV/0! | #DIV/0! | #DIV/0! | #DIV/0! | #DIV/0! | #DIV/0! | #DIV/0! | #DIV/0! | #DIV/0! | #DIV/0! | #DIV/0! | #DIV/0! | #DIV/0! | #DIV/0! | #DIV/0! | #DIV/0! | #DIV/0! | #DIV/0! | #DIV/0! | #DIV/0! | #DIV/0! | #DIV/0! | #DIV/0! | #DIV/0! | #DIV/0! | #DIV/0! | #DIV/0! | #DIV/0! | #DIV/0! | #DIV/0! | #DIV/0! | #DIV/0! | #DIV/0! | #DIV/0! | #DIV/0! | #DIV/0! | #DIV/0! | #DIV/0! | #DIV/0! | #DIV/0! | #DIV/0! | #DIV/0! | #DIV/0! | #DIV/0! | #DIV/0! | #DIV/0! | #DIV/0! | #DIV/0! | #DIV/0! | #DIV/0! | #DIV/0! | #DIV/0! | #DIV/0! | #DIV/0! | #DIV/0! | #DIV/0! | #DIV/0! | #DIV/0! | #DIV/0! | #DIV/0! | #DIV/0! | #DIV/0! | #DIV/0! | #DIV/0! | #DIV/0! | #DIV/0! | #DIV/0! | #DIV/0! | #DIV/0! | #DIV/0! | 31.2467 | 39.2039 | 38.7611 | 42.4579 | 39.9838 | 40.3061 | 35.6044 | 26.4052 | #DIV/0! | #DIV/0! | #DIV/0! | #DIV/0! | #DIV/0! | #DIV/0! | #DIV/0! | #DIV/0! | #DIV/0! | #DIV/0! | #DIV/0! | #DIV/0! | #DIV/0! | #DIV/0! | #DIV/0! | #DIV/0! | #DIV/0! | #DIV/0!
0 | 0 | 0 | 0 | 400 | 900 | #DIV/0! | #DIV/0! | -0.98585 | -7.1 | 46.486 | #DIV/0! | #DIV/0! | #DIV/0! | #DIV/0! | #DIV/0! | #DIV/0! | #DIV/0! | #DIV/0! | #DIV/0! | #DIV/0! | #DIV/0! | #DIV/0! | #DIV/0! | #DIV/0! | #DIV/0! | #DIV/0! | #DIV/0! | #DIV/0! | #DIV/0! | #DIV/0! | #DIV/0! | #DIV/0! | #DIV/0! | #DIV/0! | #DIV/0! | #DIV/0! | #DIV/0! | #DIV/0! | #DIV/0! | #DIV/0! | #DIV/0! | #DIV/0! | #DIV/0! | #DIV/0! | #DIV/0! | #DIV/0! | #DIV/0! | #DIV/0! | #DIV/0! | #DIV/0! | #DIV/0! | #DIV/0! | #DIV/0! | #DIV/0! | #DIV/0! | #DIV/0! | #DIV/0! | #DIV/0! | #DIV/0! | #DIV/0! | #DIV/0! | #DIV/0! | #DIV/0! | #DIV/0! | #DIV/0! | #DIV/0! | #DIV/0! | #DIV/0! | #DIV/0! | #DIV/0! | #DIV/0! | #DIV/0! | #DIV/0! | #DIV/0! | #DIV/0! | #DIV/0! | #DIV/0! | #DIV/0! | #DIV/0! | #DIV/0! | #DIV/0! | #DIV/0! | #DIV/0! | #DIV/0! | #DIV/0! | #DIV/0! | #DIV/0! | 31.2467 | 39.2039 | 38.7611 | 42.4579 | 39.9838 | 40.3061 | 35.6044 | 26.4052 | #DIV/0! | #DIV/0! | #DIV/0! | #DIV/0! | #DIV/0! | #DIV/0! | #DIV/0! | #DIV/0! | #DIV/0! | #DIV/0! | #DIV/0! | #DIV/0! | #DIV/0! | #DIV/0! | #DIV/0! | #DIV/0! | #DIV/0! | #DIV/0!
0 | 0 | 0 | 0 | 400 | 900 | #DIV/0! | #DIV/0! | -0.98585 | -7.1 | 46.486 | #DIV/0! | #DIV/0! | #DIV/0! | #DIV/0! | #DIV/0! | #DIV/0! | #DIV/0! | #DIV/0! | #DIV/0! | #DIV/0! | #DIV/0! | #DIV/0! | #DIV/0! | #DIV/0! | #DIV/0! | #DIV/0! | #DIV/0! | #DIV/0! | #DIV/0! | #DIV/0! | #DIV/0! | #DIV/0! | #DIV/0! | #DIV/0! | #DIV/0! | #DIV/0! | #DIV/0! | #DIV/0! | #DIV/0! | #DIV/0! | #DIV/0! | #DIV/0! | #DIV/0! | #DIV/0! | #DIV/0! | #DIV/0! | #DIV/0! | #DIV/0! | #DIV/0! | #DIV/0! | #DIV/0! | #DIV/0! | #DIV/0! | #DIV/0! | #DIV/0! | #DIV/0! | #DIV/0! | #DIV/0! | #DIV/0! | #DIV/0! | #DIV/0! | #DIV/0! | #DIV/0! | #DIV/0! | #DIV/0! | #DIV/0! | #DIV/0! | #DIV/0! | #DIV/0! | #DIV/0! | #DIV/0! | #DIV/0! | #DIV/0! | #DIV/0! | #DIV/0! | #DIV/0! | #DIV/0! | #DIV/0! | #DIV/0! | #DIV/0! | #DIV/0! | #DIV/0! | #DIV/0! | #DIV/0! | #DIV/0! | #DIV/0! | #DIV/0! | 31.2467 | 39.2039 | 38.7611 | 42.4579 | 39.9838 | 40.3061 | 35.6044 | 26.4052 | #DIV/0! | #DIV/0! | #DIV/0! | #DIV/0! | #DIV/0! | #DIV/0! | #DIV/0! | #DIV/0! | #DIV/0! | #DIV/0! | #DIV/0! | #DIV/0! | #DIV/0! | #DIV/0! | #DIV/0! | #DIV/0! | #DIV/0! | #DIV/0!
0 | 0 | 0 | 0 | 400 | 900 | #DIV/0! | #DIV/0! | -0.98585 | -7.1 | 46.486 | #DIV/0! | #DIV/0! | #DIV/0! | #DIV/0! | #DIV/0! | #DIV/0! | #DIV/0! | #DIV/0! | #DIV/0! | #DIV/0! | #DIV/0! | #DIV/0! | #DIV/0! | #DIV/0! | #DIV/0! | #DIV/0! | #DIV/0! | #DIV/0! | #DIV/0! | #DIV/0! | #DIV/0! | #DIV/0! | #DIV/0! | #DIV/0! | #DIV/0! | #DIV/0! | #DIV/0! | #DIV/0! | #DIV/0! | #DIV/0! | #DIV/0! | #DIV/0! | #DIV/0! | #DIV/0! | #DIV/0! | #DIV/0! | #DIV/0! | #DIV/0! | #DIV/0! | #DIV/0! | #DIV/0! | #DIV/0! | #DIV/0! | #DIV/0! | #DIV/0! | #DIV/0! | #DIV/0! | #DIV/0! | #DIV/0! | #DIV/0! | #DIV/0! | #DIV/0! | #DIV/0! | #DIV/0! | #DIV/0! | #DIV/0! | #DIV/0! | #DIV/0! | #DIV/0! | #DIV/0! | #DIV/0! | #DIV/0! | #DIV/0! | #DIV/0! | #DIV/0! | #DIV/0! | #DIV/0! | #DIV/0! | #DIV/0! | #DIV/0! | #DIV/0! | #DIV/0! | #DIV/0! | #DIV/0! | #DIV/0! | #DIV/0! | #DIV/0! | 31.2467 | 39.2039 | 38.7611 | 42.4579 | 39.9838 | 40.3061 | 35.6044 | 26.4052 | #DIV/0! | #DIV/0! | #DIV/0! | #DIV/0! | #DIV/0! | #DIV/0! | #DIV/0! | #DIV/0! | #DIV/0! | #DIV/0! | #DIV/0! | #DIV/0! | #DIV/0! | #DIV/0! | #DIV/0! | #DIV/0! | #DIV/0! | #DIV/0!
0 | 0 | 0 | 0 | 400 | 900 | #DIV/0! | #DIV/0! | -0.98585 | -7.1 | 46.486 | #DIV/0! | #DIV/0! | #DIV/0! | #DIV/0! | #DIV/0! | #DIV/0! | #DIV/0! | #DIV/0! | #DIV/0! | #DIV/0! | #DIV/0! | #DIV/0! | #DIV/0! | #DIV/0! | #DIV/0! | #DIV/0! | #DIV/0! | #DIV/0! | #DIV/0! | #DIV/0! | #DIV/0! | #DIV/0! | #DIV/0! | #DIV/0! | #DIV/0! | #DIV/0! | #DIV/0! | #DIV/0! | #DIV/0! | #DIV/0! | #DIV/0! | #DIV/0! | #DIV/0! | #DIV/0! | #DIV/0! | #DIV/0! | #DIV/0! | #DIV/0! | #DIV/0! | #DIV/0! | #DIV/0! | #DIV/0! | #DIV/0! | #DIV/0! | #DIV/0! | #DIV/0! | #DIV/0! | #DIV/0! | #DIV/0! | #DIV/0! | #DIV/0! | #DIV/0! | #DIV/0! | #DIV/0! | #DIV/0! | #DIV/0! | #DIV/0! | #DIV/0! | #DIV/0! | #DIV/0! | #DIV/0! | #DIV/0! | #DIV/0! | #DIV/0! | #DIV/0! | #DIV/0! | #DIV/0! | #DIV/0! | #DIV/0! | #DIV/0! | #DIV/0! | #DIV/0! | #DIV/0! | #DIV/0! | #DIV/0! | #DIV/0! | #DIV/0! | 31.2467 | 39.2039 | 38.7611 | 42.4579 | 39.9838 | 40.3061 | 35.6044 | 26.4052 | #DIV/0! | #DIV/0! | #DIV/0! | #DIV/0! | #DIV/0! | #DIV/0! | #DIV/0! | #DIV/0! | #DIV/0! | #DIV/0! | #DIV/0! | #DIV/0! | #DIV/0! | #DIV/0! | #DIV/0! | #DIV/0! | #DIV/0! | #DIV/0!
0 | 0 | 0 | 0 | 400 | 900 | #DIV/0! | #DIV/0! | -0.98585 | -7.1 | 46.486 | #DIV/0! | #DIV/0! | #DIV/0! | #DIV/0! | #DIV/0! | #DIV/0! | #DIV/0! | #DIV/0! | #DIV/0! | #DIV/0! | #DIV/0! | #DIV/0! | #DIV/0! | #DIV/0! | #DIV/0! | #DIV/0! | #DIV/0! | #DIV/0! | #DIV/0! | #DIV/0! | #DIV/0! | #DIV/0! | #DIV/0! | #DIV/0! | #DIV/0! | #DIV/0! | #DIV/0! | #DIV/0! | #DIV/0! | #DIV/0! | #DIV/0! | #DIV/0! | #DIV/0! | #DIV/0! | #DIV/0! | #DIV/0! | #DIV/0! | #DIV/0! | #DIV/0! | #DIV/0! | #DIV/0! | #DIV/0! | #DIV/0! | #DIV/0! | #DIV/0! | #DIV/0! | #DIV/0! | #DIV/0! | #DIV/0! | #DIV/0! | #DIV/0! | #DIV/0! | #DIV/0! | #DIV/0! | #DIV/0! | #DIV/0! | #DIV/0! | #DIV/0! | #DIV/0! | #DIV/0! | #DIV/0! | #DIV/0! | #DIV/0! | #DIV/0! | #DIV/0! | #DIV/0! | #DIV/0! | #DIV/0! | #DIV/0! | #DIV/0! | #DIV/0! | #DIV/0! | #DIV/0! | #DIV/0! | #DIV/0! | #DIV/0! | #DIV/0! | 31.2467 | 39.2039 | 38.7611 | 42.4579 | 39.9838 | 40.3061 | 35.6044 | 26.4052 | #DIV/0! | #DIV/0! | #DIV/0! | #DIV/0! | #DIV/0! | #DIV/0! | #DIV/0! | #DIV/0! | #DIV/0! | #DIV/0! | #DIV/0! | #DIV/0! | #DIV/0! | #DIV/0! | #DIV/0! | #DIV/0! | #DIV/0! | #DIV/0!
0 | 0 | 0 | 0 | 400 | 900 | #DIV/0! | #DIV/0! | -0.98585 | -7.1 | 46.486 | #DIV/0! | #DIV/0! | #DIV/0! | #DIV/0! | #DIV/0! | #DIV/0! | #DIV/0! | #DIV/0! | #DIV/0! | #DIV/0! | #DIV/0! | #DIV/0! | #DIV/0! | #DIV/0! | #DIV/0! | #DIV/0! | #DIV/0! | #DIV/0! | #DIV/0! | #DIV/0! | #DIV/0! | #DIV/0! | #DIV/0! | #DIV/0! | #DIV/0! | #DIV/0! | #DIV/0! | #DIV/0! | #DIV/0! | #DIV/0! | #DIV/0! | #DIV/0! | #DIV/0! | #DIV/0! | #DIV/0! | #DIV/0! | #DIV/0! | #DIV/0! | #DIV/0! | #DIV/0! | #DIV/0! | #DIV/0! | #DIV/0! | #DIV/0! | #DIV/0! | #DIV/0! | #DIV/0! | #DIV/0! | #DIV/0! | #DIV/0! | #DIV/0! | #DIV/0! | #DIV/0! | #DIV/0! | #DIV/0! | #DIV/0! | #DIV/0! | #DIV/0! | #DIV/0! | #DIV/0! | #DIV/0! | #DIV/0! | #DIV/0! | #DIV/0! | #DIV/0! | #DIV/0! | #DIV/0! | #DIV/0! | #DIV/0! | #DIV/0! | #DIV/0! | #DIV/0! | #DIV/0! | #DIV/0! | #DIV/0! | #DIV/0! | #DIV/0! | 31.2467 | 39.2039 | 38.7611 | 42.4579 | 39.9838 | 40.3061 | 35.6044 | 26.4052 | #DIV/0! | #DIV/0! | #DIV/0! | #DIV/0! | #DIV/0! | #DIV/0! | #DIV/0! | #DIV/0! | #DIV/0! | #DIV/0! | #DIV/0! | #DIV/0! | #DIV/0! | #DIV/0! | #DIV/0! | #DIV/0! | #DIV/0! | #DIV/0!
0 | 0 | 0 | 0 | 400 | 900 | #DIV/0! | #DIV/0! | -0.98585 | -7.1 | 46.486 | #DIV/0! | #DIV/0! | #DIV/0! | #DIV/0! | #DIV/0! | #DIV/0! | #DIV/0! | #DIV/0! | #DIV/0! | #DIV/0! | #DIV/0! | #DIV/0! | #DIV/0! | #DIV/0! | #DIV/0! | #DIV/0! | #DIV/0! | #DIV/0! | #DIV/0! | #DIV/0! | #DIV/0! | #DIV/0! | #DIV/0! | #DIV/0! | #DIV/0! | #DIV/0! | #DIV/0! | #DIV/0! | #DIV/0! | #DIV/0! | #DIV/0! | #DIV/0! | #DIV/0! | #DIV/0! | #DIV/0! | #DIV/0! | #DIV/0! | #DIV/0! | #DIV/0! | #DIV/0! | #DIV/0! | #DIV/0! | #DIV/0! | #DIV/0! | #DIV/0! | #DIV/0! | #DIV/0! | #DIV/0! | #DIV/0! | #DIV/0! | #DIV/0! | #DIV/0! | #DIV/0! | #DIV/0! | #DIV/0! | #DIV/0! | #DIV/0! | #DIV/0! | #DIV/0! | #DIV/0! | #DIV/0! | #DIV/0! | #DIV/0! | #DIV/0! | #DIV/0! | #DIV/0! | #DIV/0! | #DIV/0! | #DIV/0! | #DIV/0! | #DIV/0! | #DIV/0! | #DIV/0! | #DIV/0! | #DIV/0! | #DIV/0! | #DIV/0! | 31.2467 | 39.2039 | 38.7611 | 42.4579 | 39.9838 | 40.3061 | 35.6044 | 26.4052 | #DIV/0! | #DIV/0! | #DIV/0! | #DIV/0! | #DIV/0! | #DIV/0! | #DIV/0! | #DIV/0! | #DIV/0! | #DIV/0! | #DIV/0! | #DIV/0! | #DIV/0! | #DIV/0! | #DIV/0! | #DIV/0! | #DIV/0! | #DIV/0!
0 | 0 | 0 | 0 | 400 | 900 | #DIV/0! | #DIV/0! | -0.98585 | -7.1 | 46.486 | #DIV/0! | #DIV/0! | #DIV/0! | #DIV/0! | #DIV/0! | #DIV/0! | #DIV/0! | #DIV/0! | #DIV/0! | #DIV/0! | #DIV/0! | #DIV/0! | #DIV/0! | #DIV/0! | #DIV/0! | #DIV/0! | #DIV/0! | #DIV/0! | #DIV/0! | #DIV/0! | #DIV/0! | #DIV/0! | #DIV/0! | #DIV/0! | #DIV/0! | #DIV/0! | #DIV/0! | #DIV/0! | #DIV/0! | #DIV/0! | #DIV/0! | #DIV/0! | #DIV/0! | #DIV/0! | #DIV/0! | #DIV/0! | #DIV/0! | #DIV/0! | #DIV/0! | #DIV/0! | #DIV/0! | #DIV/0! | #DIV/0! | #DIV/0! | #DIV/0! | #DIV/0! | #DIV/0! | #DIV/0! | #DIV/0! | #DIV/0! | #DIV/0! | #DIV/0! | #DIV/0! | #DIV/0! | #DIV/0! | #DIV/0! | #DIV/0! | #DIV/0! | #DIV/0! | #DIV/0! | #DIV/0! | #DIV/0! | #DIV/0! | #DIV/0! | #DIV/0! | #DIV/0! | #DIV/0! | #DIV/0! | #DIV/0! | #DIV/0! | #DIV/0! | #DIV/0! | #DIV/0! | #DIV/0! | #DIV/0! | #DIV/0! | #DIV/0! | 31.2467 | 39.2039 | 38.7611 | 42.4579 | 39.9838 | 40.3061 | 35.6044 | 26.4052 | #DIV/0! | #DIV/0! | #DIV/0! | #DIV/0! | #DIV/0! | #DIV/0! | #DIV/0! | #DIV/0! | #DIV/0! | #DIV/0! | #DIV/0! | #DIV/0! | #DIV/0! | #DIV/0! | #DIV/0! | #DIV/0! | #DIV/0! | #DIV/0!
0 | 0 | 0 | 0 | 400 | 900 | #DIV/0! | #DIV/0! | -0.98585 | -7.1 | 46.486 | #DIV/0! | #DIV/0! | #DIV/0! | #DIV/0! | #DIV/0! | #DIV/0! | #DIV/0! | #DIV/0! | #DIV/0! | #DIV/0! | #DIV/0! | #DIV/0! | #DIV/0! | #DIV/0! | #DIV/0! | #DIV/0! | #DIV/0! | #DIV/0! | #DIV/0! | #DIV/0! | #DIV/0! | #DIV/0! | #DIV/0! | #DIV/0! | #DIV/0! | #DIV/0! | #DIV/0! | #DIV/0! | #DIV/0! | #DIV/0! | #DIV/0! | #DIV/0! | #DIV/0! | #DIV/0! | #DIV/0! | #DIV/0! | #DIV/0! | #DIV/0! | #DIV/0! | #DIV/0! | #DIV/0! | #DIV/0! | #DIV/0! | #DIV/0! | #DIV/0! | #DIV/0! | #DIV/0! | #DIV/0! | #DIV/0! | #DIV/0! | #DIV/0! | #DIV/0! | #DIV/0! | #DIV/0! | #DIV/0! | #DIV/0! | #DIV/0! | #DIV/0! | #DIV/0! | #DIV/0! | #DIV/0! | #DIV/0! | #DIV/0! | #DIV/0! | #DIV/0! | #DIV/0! | #DIV/0! | #DIV/0! | #DIV/0! | #DIV/0! | #DIV/0! | #DIV/0! | #DIV/0! | #DIV/0! | #DIV/0! | #DIV/0! | #DIV/0! | 31.2467 | 39.2039 | 38.7611 | 42.4579 | 39.9838 | 40.3061 | 35.6044 | 26.4052 | #DIV/0! | #DIV/0! | #DIV/0! | #DIV/0! | #DIV/0! | #DIV/0! | #DIV/0! | #DIV/0! | #DIV/0! | #DIV/0! | #DIV/0! | #DIV/0! | #DIV/0! | #DIV/0! | #DIV/0! | #DIV/0! | #DIV/0! | #DIV/0!
0 | 0 | 0 | 0 | 400 | 900 | #DIV/0! | #DIV/0! | -0.98585 | -7.1 | 46.486 | #DIV/0! | #DIV/0! | #DIV/0! | #DIV/0! | #DIV/0! | #DIV/0! | #DIV/0! | #DIV/0! | #DIV/0! | #DIV/0! | #DIV/0! | #DIV/0! | #DIV/0! | #DIV/0! | #DIV/0! | #DIV/0! | #DIV/0! | #DIV/0! | #DIV/0! | #DIV/0! | #DIV/0! | #DIV/0! | #DIV/0! | #DIV/0! | #DIV/0! | #DIV/0! | #DIV/0! | #DIV/0! | #DIV/0! | #DIV/0! | #DIV/0! | #DIV/0! | #DIV/0! | #DIV/0! | #DIV/0! | #DIV/0! | #DIV/0! | #DIV/0! | #DIV/0! | #DIV/0! | #DIV/0! | #DIV/0! | #DIV/0! | #DIV/0! | #DIV/0! | #DIV/0! | #DIV/0! | #DIV/0! | #DIV/0! | #DIV/0! | #DIV/0! | #DIV/0! | #DIV/0! | #DIV/0! | #DIV/0! | #DIV/0! | #DIV/0! | #DIV/0! | #DIV/0! | #DIV/0! | #DIV/0! | #DIV/0! | #DIV/0! | #DIV/0! | #DIV/0! | #DIV/0! | #DIV/0! | #DIV/0! | #DIV/0! | #DIV/0! | #DIV/0! | #DIV/0! | #DIV/0! | #DIV/0! | #DIV/0! | #DIV/0! | #DIV/0! | 31.2467 | 39.2039 | 38.7611 | 42.4579 | 39.9838 | 40.3061 | 35.6044 | 26.4052 | #DIV/0! | #DIV/0! | #DIV/0! | #DIV/0! | #DIV/0! | #DIV/0! | #DIV/0! | #DIV/0! | #DIV/0! | #DIV/0! | #DIV/0! | #DIV/0! | #DIV/0! | #DIV/0! | #DIV/0! | #DIV/0! | #DIV/0! | #DIV/0!
0 | 0 | 0 | 0 | 400 | 900 | #DIV/0! | #DIV/0! | -0.98585 | -7.1 | 46.486 | #DIV/0! | #DIV/0! | #DIV/0! | #DIV/0! | #DIV/0! | #DIV/0! | #DIV/0! | #DIV/0! | #DIV/0! | #DIV/0! | #DIV/0! | #DIV/0! | #DIV/0! | #DIV/0! | #DIV/0! | #DIV/0! | #DIV/0! | #DIV/0! | #DIV/0! | #DIV/0! | #DIV/0! | #DIV/0! | #DIV/0! | #DIV/0! | #DIV/0! | #DIV/0! | #DIV/0! | #DIV/0! | #DIV/0! | #DIV/0! | #DIV/0! | #DIV/0! | #DIV/0! | #DIV/0! | #DIV/0! | #DIV/0! | #DIV/0! | #DIV/0! | #DIV/0! | #DIV/0! | #DIV/0! | #DIV/0! | #DIV/0! | #DIV/0! | #DIV/0! | #DIV/0! | #DIV/0! | #DIV/0! | #DIV/0! | #DIV/0! | #DIV/0! | #DIV/0! | #DIV/0! | #DIV/0! | #DIV/0! | #DIV/0! | #DIV/0! | #DIV/0! | #DIV/0! | #DIV/0! | #DIV/0! | #DIV/0! | #DIV/0! | #DIV/0! | #DIV/0! | #DIV/0! | #DIV/0! | #DIV/0! | #DIV/0! | #DIV/0! | #DIV/0! | #DIV/0! | #DIV/0! | #DIV/0! | #DIV/0! | #DIV/0! | #DIV/0! | 31.2467 | 39.2039 | 38.7611 | 42.4579 | 39.9838 | 40.3061 | 35.6044 | 26.4052 | #DIV/0! | #DIV/0! | #DIV/0! | #DIV/0! | #DIV/0! | #DIV/0! | #DIV/0! | #DIV/0! | #DIV/0! | #DIV/0! | #DIV/0! | #DIV/0! | #DIV/0! | #DIV/0! | #DIV/0! | #DIV/0! | #DIV/0! | #DIV/0!
0 | 0 | 0 | 0 | 400 | 900 | #DIV/0! | #DIV/0! | -0.98585 | -7.1 | 46.486 | #DIV/0! | #DIV/0! | #DIV/0! | #DIV/0! | #DIV/0! | #DIV/0! | #DIV/0! | #DIV/0! | #DIV/0! | #DIV/0! | #DIV/0! | #DIV/0! | #DIV/0! | #DIV/0! | #DIV/0! | #DIV/0! | #DIV/0! | #DIV/0! | #DIV/0! | #DIV/0! | #DIV/0! | #DIV/0! | #DIV/0! | #DIV/0! | #DIV/0! | #DIV/0! | #DIV/0! | #DIV/0! | #DIV/0! | #DIV/0! | #DIV/0! | #DIV/0! | #DIV/0! | #DIV/0! | #DIV/0! | #DIV/0! | #DIV/0! | #DIV/0! | #DIV/0! | #DIV/0! | #DIV/0! | #DIV/0! | #DIV/0! | #DIV/0! | #DIV/0! | #DIV/0! | #DIV/0! | #DIV/0! | #DIV/0! | #DIV/0! | #DIV/0! | #DIV/0! | #DIV/0! | #DIV/0! | #DIV/0! | #DIV/0! | #DIV/0! | #DIV/0! | #DIV/0! | #DIV/0! | #DIV/0! | #DIV/0! | #DIV/0! | #DIV/0! | #DIV/0! | #DIV/0! | #DIV/0! | #DIV/0! | #DIV/0! | #DIV/0! | #DIV/0! | #DIV/0! | #DIV/0! | #DIV/0! | #DIV/0! | #DIV/0! | #DIV/0! | 31.2467 | 39.2039 | 38.7611 | 42.4579 | 39.9838 | 40.3061 | 35.6044 | 26.4052 | #DIV/0! | #DIV/0! | #DIV/0! | #DIV/0! | #DIV/0! | #DIV/0! | #DIV/0! | #DIV/0! | #DIV/0! | #DIV/0! | #DIV/0! | #DIV/0! | #DIV/0! | #DIV/0! | #DIV/0! | #DIV/0! | #DIV/0! | #DIV/0!
0 | 0 | 0 | 0 | 400 | 900 | #DIV/0! | #DIV/0! | -0.98585 | -7.1 | 46.486 | #DIV/0! | #DIV/0! | #DIV/0! | #DIV/0! | #DIV/0! | #DIV/0! | #DIV/0! | #DIV/0! | #DIV/0! | #DIV/0! | #DIV/0! | #DIV/0! | #DIV/0! | #DIV/0! | #DIV/0! | #DIV/0! | #DIV/0! | #DIV/0! | #DIV/0! | #DIV/0! | #DIV/0! | #DIV/0! | #DIV/0! | #DIV/0! | #DIV/0! | #DIV/0! | #DIV/0! | #DIV/0! | #DIV/0! | #DIV/0! | #DIV/0! | #DIV/0! | #DIV/0! | #DIV/0! | #DIV/0! | #DIV/0! | #DIV/0! | #DIV/0! | #DIV/0! | #DIV/0! | #DIV/0! | #DIV/0! | #DIV/0! | #DIV/0! | #DIV/0! | #DIV/0! | #DIV/0! | #DIV/0! | #DIV/0! | #DIV/0! | #DIV/0! | #DIV/0! | #DIV/0! | #DIV/0! | #DIV/0! | #DIV/0! | #DIV/0! | #DIV/0! | #DIV/0! | #DIV/0! | #DIV/0! | #DIV/0! | #DIV/0! | #DIV/0! | #DIV/0! | #DIV/0! | #DIV/0! | #DIV/0! | #DIV/0! | #DIV/0! | #DIV/0! | #DIV/0! | #DIV/0! | #DIV/0! | #DIV/0! | #DIV/0! | #DIV/0! | 31.2467 | 39.2039 | 38.7611 | 42.4579 | 39.9838 | 40.3061 | 35.6044 | 26.4052 | #DIV/0! | #DIV/0! | #DIV/0! | #DIV/0! | #DIV/0! | #DIV/0! | #DIV/0! | #DIV/0! | #DIV/0! | #DIV/0! | #DIV/0! | #DIV/0! | #DIV/0! | #DIV/0! | #DIV/0! | #DIV/0! | #DIV/0! | #DIV/0!
0 | 0 | 0 | 0 | 400 | 900 | #DIV/0! | #DIV/0! | -0.98585 | -7.1 | 46.486 | #DIV/0! | #DIV/0! | #DIV/0! | #DIV/0! | #DIV/0! | #DIV/0! | #DIV/0! | #DIV/0! | #DIV/0! | #DIV/0! | #DIV/0! | #DIV/0! | #DIV/0! | #DIV/0! | #DIV/0! | #DIV/0! | #DIV/0! | #DIV/0! | #DIV/0! | #DIV/0! | #DIV/0! | #DIV/0! | #DIV/0! | #DIV/0! | #DIV/0! | #DIV/0! | #DIV/0! | #DIV/0! | #DIV/0! | #DIV/0! | #DIV/0! | #DIV/0! | #DIV/0! | #DIV/0! | #DIV/0! | #DIV/0! | #DIV/0! | #DIV/0! | #DIV/0! | #DIV/0! | #DIV/0! | #DIV/0! | #DIV/0! | #DIV/0! | #DIV/0! | #DIV/0! | #DIV/0! | #DIV/0! | #DIV/0! | #DIV/0! | #DIV/0! | #DIV/0! | #DIV/0! | #DIV/0! | #DIV/0! | #DIV/0! | #DIV/0! | #DIV/0! | #DIV/0! | #DIV/0! | #DIV/0! | #DIV/0! | #DIV/0! | #DIV/0! | #DIV/0! | #DIV/0! | #DIV/0! | #DIV/0! | #DIV/0! | #DIV/0! | #DIV/0! | #DIV/0! | #DIV/0! | #DIV/0! | #DIV/0! | #DIV/0! | #DIV/0! | 31.2467 | 39.2039 | 38.7611 | 42.4579 | 39.9838 | 40.3061 | 35.6044 | 26.4052 | #DIV/0! | #DIV/0! | #DIV/0! | #DIV/0! | #DIV/0! | #DIV/0! | #DIV/0! | #DIV/0! | #DIV/0! | #DIV/0! | #DIV/0! | #DIV/0! | #DIV/0! | #DIV/0! | #DIV/0! | #DIV/0! | #DIV/0! | #DIV/0!
0 | 0 | 0 | 0 | 400 | 900 | #DIV/0! | #DIV/0! | -0.98585 | -7.1 | 46.486 | #DIV/0! | #DIV/0! | #DIV/0! | #DIV/0! | #DIV/0! | #DIV/0! | #DIV/0! | #DIV/0! | #DIV/0! | #DIV/0! | #DIV/0! | #DIV/0! | #DIV/0! | #DIV/0! | #DIV/0! | #DIV/0! | #DIV/0! | #DIV/0! | #DIV/0! | #DIV/0! | #DIV/0! | #DIV/0! | #DIV/0! | #DIV/0! | #DIV/0! | #DIV/0! | #DIV/0! | #DIV/0! | #DIV/0! | #DIV/0! | #DIV/0! | #DIV/0! | #DIV/0! | #DIV/0! | #DIV/0! | #DIV/0! | #DIV/0! | #DIV/0! | #DIV/0! | #DIV/0! | #DIV/0! | #DIV/0! | #DIV/0! | #DIV/0! | #DIV/0! | #DIV/0! | #DIV/0! | #DIV/0! | #DIV/0! | #DIV/0! | #DIV/0! | #DIV/0! | #DIV/0! | #DIV/0! | #DIV/0! | #DIV/0! | #DIV/0! | #DIV/0! | #DIV/0! | #DIV/0! | #DIV/0! | #DIV/0! | #DIV/0! | #DIV/0! | #DIV/0! | #DIV/0! | #DIV/0! | #DIV/0! | #DIV/0! | #DIV/0! | #DIV/0! | #DIV/0! | #DIV/0! | #DIV/0! | #DIV/0! | #DIV/0! | #DIV/0! | 31.2467 | 39.2039 | 38.7611 | 42.4579 | 39.9838 | 40.3061 | 35.6044 | 26.4052 | #DIV/0! | #DIV/0! | #DIV/0! | #DIV/0! | #DIV/0! | #DIV/0! | #DIV/0! | #DIV/0! | #DIV/0! | #DIV/0! | #DIV/0! | #DIV/0! | #DIV/0! | #DIV/0! | #DIV/0! | #DIV/0! | #DIV/0! | #DIV/0!
0 | 0 | 0 | 0 | 400 | 900 | #DIV/0! | #DIV/0! | -0.98585 | -7.1 | 46.486 | #DIV/0! | #DIV/0! | #DIV/0! | #DIV/0! | #DIV/0! | #DIV/0! | #DIV/0! | #DIV/0! | #DIV/0! | #DIV/0! | #DIV/0! | #DIV/0! | #DIV/0! | #DIV/0! | #DIV/0! | #DIV/0! | #DIV/0! | #DIV/0! | #DIV/0! | #DIV/0! | #DIV/0! | #DIV/0! | #DIV/0! | #DIV/0! | #DIV/0! | #DIV/0! | #DIV/0! | #DIV/0! | #DIV/0! | #DIV/0! | #DIV/0! | #DIV/0! | #DIV/0! | #DIV/0! | #DIV/0! | #DIV/0! | #DIV/0! | #DIV/0! | #DIV/0! | #DIV/0! | #DIV/0! | #DIV/0! | #DIV/0! | #DIV/0! | #DIV/0! | #DIV/0! | #DIV/0! | #DIV/0! | #DIV/0! | #DIV/0! | #DIV/0! | #DIV/0! | #DIV/0! | #DIV/0! | #DIV/0! | #DIV/0! | #DIV/0! | #DIV/0! | #DIV/0! | #DIV/0! | #DIV/0! | #DIV/0! | #DIV/0! | #DIV/0! | #DIV/0! | #DIV/0! | #DIV/0! | #DIV/0! | #DIV/0! | #DIV/0! | #DIV/0! | #DIV/0! | #DIV/0! | #DIV/0! | #DIV/0! | #DIV/0! | #DIV/0! | 31.2467 | 39.2039 | 38.7611 | 42.4579 | 39.9838 | 40.3061 | 35.6044 | 26.4052 | #DIV/0! | #DIV/0! | #DIV/0! | #DIV/0! | #DIV/0! | #DIV/0! | #DIV/0! | #DIV/0! | #DIV/0! | #DIV/0! | #DIV/0! | #DIV/0! | #DIV/0! | #DIV/0! | #DIV/0! | #DIV/0! | #DIV/0! | #DIV/0!
0 | 0 | 0 | 0 | 400 | 900 | #DIV/0! | #DIV/0! | -0.98585 | -7.1 | 46.486 | #DIV/0! | #DIV/0! | #DIV/0! | #DIV/0! | #DIV/0! | #DIV/0! | #DIV/0! | #DIV/0! | #DIV/0! | #DIV/0! | #DIV/0! | #DIV/0! | #DIV/0! | #DIV/0! | #DIV/0! | #DIV/0! | #DIV/0! | #DIV/0! | #DIV/0! | #DIV/0! | #DIV/0! | #DIV/0! | #DIV/0! | #DIV/0! | #DIV/0! | #DIV/0! | #DIV/0! | #DIV/0! | #DIV/0! | #DIV/0! | #DIV/0! | #DIV/0! | #DIV/0! | #DIV/0! | #DIV/0! | #DIV/0! | #DIV/0! | #DIV/0! | #DIV/0! | #DIV/0! | #DIV/0! | #DIV/0! | #DIV/0! | #DIV/0! | #DIV/0! | #DIV/0! | #DIV/0! | #DIV/0! | #DIV/0! | #DIV/0! | #DIV/0! | #DIV/0! | #DIV/0! | #DIV/0! | #DIV/0! | #DIV/0! | #DIV/0! | #DIV/0! | #DIV/0! | #DIV/0! | #DIV/0! | #DIV/0! | #DIV/0! | #DIV/0! | #DIV/0! | #DIV/0! | #DIV/0! | #DIV/0! | #DIV/0! | #DIV/0! | #DIV/0! | #DIV/0! | #DIV/0! | #DIV/0! | #DIV/0! | #DIV/0! | #DIV/0! | 31.2467 | 39.2039 | 38.7611 | 42.4579 | 39.9838 | 40.3061 | 35.6044 | 26.4052 | #DIV/0! | #DIV/0! | #DIV/0! | #DIV/0! | #DIV/0! | #DIV/0! | #DIV/0! | #DIV/0! | #DIV/0! | #DIV/0! | #DIV/0! | #DIV/0! | #DIV/0! | #DIV/0! | #DIV/0! | #DIV/0! | #DIV/0! | #DIV/0!
0 | 0 | 0 | 0 | 400 | 900 | #DIV/0! | #DIV/0! | -0.98585 | -7.1 | 46.486 | #DIV/0! | #DIV/0! | #DIV/0! | #DIV/0! | #DIV/0! | #DIV/0! | #DIV/0! | #DIV/0! | #DIV/0! | #DIV/0! | #DIV/0! | #DIV/0! | #DIV/0! | #DIV/0! | #DIV/0! | #DIV/0! | #DIV/0! | #DIV/0! | #DIV/0! | #DIV/0! | #DIV/0! | #DIV/0! | #DIV/0! | #DIV/0! | #DIV/0! | #DIV/0! | #DIV/0! | #DIV/0! | #DIV/0! | #DIV/0! | #DIV/0! | #DIV/0! | #DIV/0! | #DIV/0! | #DIV/0! | #DIV/0! | #DIV/0! | #DIV/0! | #DIV/0! | #DIV/0! | #DIV/0! | #DIV/0! | #DIV/0! | #DIV/0! | #DIV/0! | #DIV/0! | #DIV/0! | #DIV/0! | #DIV/0! | #DIV/0! | #DIV/0! | #DIV/0! | #DIV/0! | #DIV/0! | #DIV/0! | #DIV/0! | #DIV/0! | #DIV/0! | #DIV/0! | #DIV/0! | #DIV/0! | #DIV/0! | #DIV/0! | #DIV/0! | #DIV/0! | #DIV/0! | #DIV/0! | #DIV/0! | #DIV/0! | #DIV/0! | #DIV/0! | #DIV/0! | #DIV/0! | #DIV/0! | #DIV/0! | #DIV/0! | #DIV/0! | 31.2467 | 39.2039 | 38.7611 | 42.4579 | 39.9838 | 40.3061 | 35.6044 | 26.4052 | #DIV/0! | #DIV/0! | #DIV/0! | #DIV/0! | #DIV/0! | #DIV/0! | #DIV/0! | #DIV/0! | #DIV/0! | #DIV/0! | #DIV/0! | #DIV/0! | #DIV/0! | #DIV/0! | #DIV/0! | #DIV/0! | #DIV/0! | #DIV/0!
0 | 0 | 0 | 0 | 400 | 900 | #DIV/0! | #DIV/0! | -0.98585 | -7.1 | 46.486 | #DIV/0! | #DIV/0! | #DIV/0! | #DIV/0! | #DIV/0! | #DIV/0! | #DIV/0! | #DIV/0! | #DIV/0! | #DIV/0! | #DIV/0! | #DIV/0! | #DIV/0! | #DIV/0! | #DIV/0! | #DIV/0! | #DIV/0! | #DIV/0! | #DIV/0! | #DIV/0! | #DIV/0! | #DIV/0! | #DIV/0! | #DIV/0! | #DIV/0! | #DIV/0! | #DIV/0! | #DIV/0! | #DIV/0! | #DIV/0! | #DIV/0! | #DIV/0! | #DIV/0! | #DIV/0! | #DIV/0! | #DIV/0! | #DIV/0! | #DIV/0! | #DIV/0! | #DIV/0! | #DIV/0! | #DIV/0! | #DIV/0! | #DIV/0! | #DIV/0! | #DIV/0! | #DIV/0! | #DIV/0! | #DIV/0! | #DIV/0! | #DIV/0! | #DIV/0! | #DIV/0! | #DIV/0! | #DIV/0! | #DIV/0! | #DIV/0! | #DIV/0! | #DIV/0! | #DIV/0! | #DIV/0! | #DIV/0! | #DIV/0! | #DIV/0! | #DIV/0! | #DIV/0! | #DIV/0! | #DIV/0! | #DIV/0! | #DIV/0! | #DIV/0! | #DIV/0! | #DIV/0! | #DIV/0! | #DIV/0! | #DIV/0! | #DIV/0! | 31.2467 | 39.2039 | 38.7611 | 42.4579 | 39.9838 | 40.3061 | 35.6044 | 26.4052 | #DIV/0! | #DIV/0! | #DIV/0! | #DIV/0! | #DIV/0! | #DIV/0! | #DIV/0! | #DIV/0! | #DIV/0! | #DIV/0! | #DIV/0! | #DIV/0! | #DIV/0! | #DIV/0! | #DIV/0! | #DIV/0! | #DIV/0! | #DIV/0!
0 | 0 | 0 | 0 | 400 | 900 | #DIV/0! | #DIV/0! | -0.98585 | -7.1 | 46.486 | #DIV/0! | #DIV/0! | #DIV/0! | #DIV/0! | #DIV/0! | #DIV/0! | #DIV/0! | #DIV/0! | #DIV/0! | #DIV/0! | #DIV/0! | #DIV/0! | #DIV/0! | #DIV/0! | #DIV/0! | #DIV/0! | #DIV/0! | #DIV/0! | #DIV/0! | #DIV/0! | #DIV/0! | #DIV/0! | #DIV/0! | #DIV/0! | #DIV/0! | #DIV/0! | #DIV/0! | #DIV/0! | #DIV/0! | #DIV/0! | #DIV/0! | #DIV/0! | #DIV/0! | #DIV/0! | #DIV/0! | #DIV/0! | #DIV/0! | #DIV/0! | #DIV/0! | #DIV/0! | #DIV/0! | #DIV/0! | #DIV/0! | #DIV/0! | #DIV/0! | #DIV/0! | #DIV/0! | #DIV/0! | #DIV/0! | #DIV/0! | #DIV/0! | #DIV/0! | #DIV/0! | #DIV/0! | #DIV/0! | #DIV/0! | #DIV/0! | #DIV/0! | #DIV/0! | #DIV/0! | #DIV/0! | #DIV/0! | #DIV/0! | #DIV/0! | #DIV/0! | #DIV/0! | #DIV/0! | #DIV/0! | #DIV/0! | #DIV/0! | #DIV/0! | #DIV/0! | #DIV/0! | #DIV/0! | #DIV/0! | #DIV/0! | #DIV/0! | 31.2467 | 39.2039 | 38.7611 | 42.4579 | 39.9838 | 40.3061 | 35.6044 | 26.4052 | #DIV/0! | #DIV/0! | #DIV/0! | #DIV/0! | #DIV/0! | #DIV/0! | #DIV/0! | #DIV/0! | #DIV/0! | #DIV/0! | #DIV/0! | #DIV/0! | #DIV/0! | #DIV/0! | #DIV/0! | #DIV/0! | #DIV/0! | #DIV/0!
0 | 0 | 0 | 0 | 400 | 900 | #DIV/0! | #DIV/0! | -0.98585 | -7.1 | 46.486 | #DIV/0! | #DIV/0! | #DIV/0! | #DIV/0! | #DIV/0! | #DIV/0! | #DIV/0! | #DIV/0! | #DIV/0! | #DIV/0! | #DIV/0! | #DIV/0! | #DIV/0! | #DIV/0! | #DIV/0! | #DIV/0! | #DIV/0! | #DIV/0! | #DIV/0! | #DIV/0! | #DIV/0! | #DIV/0! | #DIV/0! | #DIV/0! | #DIV/0! | #DIV/0! | #DIV/0! | #DIV/0! | #DIV/0! | #DIV/0! | #DIV/0! | #DIV/0! | #DIV/0! | #DIV/0! | #DIV/0! | #DIV/0! | #DIV/0! | #DIV/0! | #DIV/0! | #DIV/0! | #DIV/0! | #DIV/0! | #DIV/0! | #DIV/0! | #DIV/0! | #DIV/0! | #DIV/0! | #DIV/0! | #DIV/0! | #DIV/0! | #DIV/0! | #DIV/0! | #DIV/0! | #DIV/0! | #DIV/0! | #DIV/0! | #DIV/0! | #DIV/0! | #DIV/0! | #DIV/0! | #DIV/0! | #DIV/0! | #DIV/0! | #DIV/0! | #DIV/0! | #DIV/0! | #DIV/0! | #DIV/0! | #DIV/0! | #DIV/0! | #DIV/0! | #DIV/0! | #DIV/0! | #DIV/0! | #DIV/0! | #DIV/0! | #DIV/0! | 31.2467 | 39.2039 | 38.7611 | 42.4579 | 39.9838 | 40.3061 | 35.6044 | 26.4052 | #DIV/0! | #DIV/0! | #DIV/0! | #DIV/0! | #DIV/0! | #DIV/0! | #DIV/0! | #DIV/0! | #DIV/0! | #DIV/0! | #DIV/0! | #DIV/0! | #DIV/0! | #DIV/0! | #DIV/0! | #DIV/0! | #DIV/0! | #DIV/0!
0 | 0 | 0 | 0 | 400 | 900 | #DIV/0! | #DIV/0! | -0.98585 | -7.1 | 46.486 | #DIV/0! | #DIV/0! | #DIV/0! | #DIV/0! | #DIV/0! | #DIV/0! | #DIV/0! | #DIV/0! | #DIV/0! | #DIV/0! | #DIV/0! | #DIV/0! | #DIV/0! | #DIV/0! | #DIV/0! | #DIV/0! | #DIV/0! | #DIV/0! | #DIV/0! | #DIV/0! | #DIV/0! | #DIV/0! | #DIV/0! | #DIV/0! | #DIV/0! | #DIV/0! | #DIV/0! | #DIV/0! | #DIV/0! | #DIV/0! | #DIV/0! | #DIV/0! | #DIV/0! | #DIV/0! | #DIV/0! | #DIV/0! | #DIV/0! | #DIV/0! | #DIV/0! | #DIV/0! | #DIV/0! | #DIV/0! | #DIV/0! | #DIV/0! | #DIV/0! | #DIV/0! | #DIV/0! | #DIV/0! | #DIV/0! | #DIV/0! | #DIV/0! | #DIV/0! | #DIV/0! | #DIV/0! | #DIV/0! | #DIV/0! | #DIV/0! | #DIV/0! | #DIV/0! | #DIV/0! | #DIV/0! | #DIV/0! | #DIV/0! | #DIV/0! | #DIV/0! | #DIV/0! | #DIV/0! | #DIV/0! | #DIV/0! | #DIV/0! | #DIV/0! | #DIV/0! | #DIV/0! | #DIV/0! | #DIV/0! | #DIV/0! | #DIV/0! | 31.2467 | 39.2039 | 38.7611 | 42.4579 | 39.9838 | 40.3061 | 35.6044 | 26.4052 | #DIV/0! | #DIV/0! | #DIV/0! | #DIV/0! | #DIV/0! | #DIV/0! | #DIV/0! | #DIV/0! | #DIV/0! | #DIV/0! | #DIV/0! | #DIV/0! | #DIV/0! | #DIV/0! | #DIV/0! | #DIV/0! | #DIV/0! | #DIV/0!
0 | 0 | 0 | 0 | 400 | 900 | #DIV/0! | #DIV/0! | -0.98585 | -7.1 | 46.486 | #DIV/0! | #DIV/0! | #DIV/0! | #DIV/0! | #DIV/0! | #DIV/0! | #DIV/0! | #DIV/0! | #DIV/0! | #DIV/0! | #DIV/0! | #DIV/0! | #DIV/0! | #DIV/0! | #DIV/0! | #DIV/0! | #DIV/0! | #DIV/0! | #DIV/0! | #DIV/0! | #DIV/0! | #DIV/0! | #DIV/0! | #DIV/0! | #DIV/0! | #DIV/0! | #DIV/0! | #DIV/0! | #DIV/0! | #DIV/0! | #DIV/0! | #DIV/0! | #DIV/0! | #DIV/0! | #DIV/0! | #DIV/0! | #DIV/0! | #DIV/0! | #DIV/0! | #DIV/0! | #DIV/0! | #DIV/0! | #DIV/0! | #DIV/0! | #DIV/0! | #DIV/0! | #DIV/0! | #DIV/0! | #DIV/0! | #DIV/0! | #DIV/0! | #DIV/0! | #DIV/0! | #DIV/0! | #DIV/0! | #DIV/0! | #DIV/0! | #DIV/0! | #DIV/0! | #DIV/0! | #DIV/0! | #DIV/0! | #DIV/0! | #DIV/0! | #DIV/0! | #DIV/0! | #DIV/0! | #DIV/0! | #DIV/0! | #DIV/0! | #DIV/0! | #DIV/0! | #DIV/0! | #DIV/0! | #DIV/0! | #DIV/0! | #DIV/0! | 31.2467 | 39.2039 | 38.7611 | 42.4579 | 39.9838 | 40.3061 | 35.6044 | 26.4052 | #DIV/0! | #DIV/0! | #DIV/0! | #DIV/0! | #DIV/0! | #DIV/0! | #DIV/0! | #DIV/0! | #DIV/0! | #DIV/0! | #DIV/0! | #DIV/0! | #DIV/0! | #DIV/0! | #DIV/0! | #DIV/0! | #DIV/0! | #DIV/0!
0 | 0 | 0 | 0 | 400 | 900 | #DIV/0! | #DIV/0! | -0.98585 | -7.1 | 46.486 | #DIV/0! | #DIV/0! | #DIV/0! | #DIV/0! | #DIV/0! | #DIV/0! | #DIV/0! | #DIV/0! | #DIV/0! | #DIV/0! | #DIV/0! | #DIV/0! | #DIV/0! | #DIV/0! | #DIV/0! | #DIV/0! | #DIV/0! | #DIV/0! | #DIV/0! | #DIV/0! | #DIV/0! | #DIV/0! | #DIV/0! | #DIV/0! | #DIV/0! | #DIV/0! | #DIV/0! | #DIV/0! | #DIV/0! | #DIV/0! | #DIV/0! | #DIV/0! | #DIV/0! | #DIV/0! | #DIV/0! | #DIV/0! | #DIV/0! | #DIV/0! | #DIV/0! | #DIV/0! | #DIV/0! | #DIV/0! | #DIV/0! | #DIV/0! | #DIV/0! | #DIV/0! | #DIV/0! | #DIV/0! | #DIV/0! | #DIV/0! | #DIV/0! | #DIV/0! | #DIV/0! | #DIV/0! | #DIV/0! | #DIV/0! | #DIV/0! | #DIV/0! | #DIV/0! | #DIV/0! | #DIV/0! | #DIV/0! | #DIV/0! | #DIV/0! | #DIV/0! | #DIV/0! | #DIV/0! | #DIV/0! | #DIV/0! | #DIV/0! | #DIV/0! | #DIV/0! | #DIV/0! | #DIV/0! | #DIV/0! | #DIV/0! | #DIV/0! | 31.2467 | 39.2039 | 38.7611 | 42.4579 | 39.9838 | 40.3061 | 35.6044 | 26.4052 | #DIV/0! | #DIV/0! | #DIV/0! | #DIV/0! | #DIV/0! | #DIV/0! | #DIV/0! | #DIV/0! | #DIV/0! | #DIV/0! | #DIV/0! | #DIV/0! | #DIV/0! | #DIV/0! | #DIV/0! | #DIV/0! | #DIV/0! | #DIV/0!
0 | 0 | 0 | 0 | 400 | 900 | #DIV/0! | #DIV/0! | -0.98585 | -7.1 | 46.486 | #DIV/0! | #DIV/0! | #DIV/0! | #DIV/0! | #DIV/0! | #DIV/0! | #DIV/0! | #DIV/0! | #DIV/0! | #DIV/0! | #DIV/0! | #DIV/0! | #DIV/0! | #DIV/0! | #DIV/0! | #DIV/0! | #DIV/0! | #DIV/0! | #DIV/0! | #DIV/0! | #DIV/0! | #DIV/0! | #DIV/0! | #DIV/0! | #DIV/0! | #DIV/0! | #DIV/0! | #DIV/0! | #DIV/0! | #DIV/0! | #DIV/0! | #DIV/0! | #DIV/0! | #DIV/0! | #DIV/0! | #DIV/0! | #DIV/0! | #DIV/0! | #DIV/0! | #DIV/0! | #DIV/0! | #DIV/0! | #DIV/0! | #DIV/0! | #DIV/0! | #DIV/0! | #DIV/0! | #DIV/0! | #DIV/0! | #DIV/0! | #DIV/0! | #DIV/0! | #DIV/0! | #DIV/0! | #DIV/0! | #DIV/0! | #DIV/0! | #DIV/0! | #DIV/0! | #DIV/0! | #DIV/0! | #DIV/0! | #DIV/0! | #DIV/0! | #DIV/0! | #DIV/0! | #DIV/0! | #DIV/0! | #DIV/0! | #DIV/0! | #DIV/0! | #DIV/0! | #DIV/0! | #DIV/0! | #DIV/0! | #DIV/0! | #DIV/0! | 31.2467 | 39.2039 | 38.7611 | 42.4579 | 39.9838 | 40.3061 | 35.6044 | 26.4052 | #DIV/0! | #DIV/0! | #DIV/0! | #DIV/0! | #DIV/0! | #DIV/0! | #DIV/0! | #DIV/0! | #DIV/0! | #DIV/0! | #DIV/0! | #DIV/0! | #DIV/0! | #DIV/0! | #DIV/0! | #DIV/0! | #DIV/0! | #DIV/0!
0 | 0 | 0 | 0 | 400 | 900 | #DIV/0! | #DIV/0! | -0.98585 | -7.1 | 46.486 | #DIV/0! | #DIV/0! | #DIV/0! | #DIV/0! | #DIV/0! | #DIV/0! | #DIV/0! | #DIV/0! | #DIV/0! | #DIV/0! | #DIV/0! | #DIV/0! | #DIV/0! | #DIV/0! | #DIV/0! | #DIV/0! | #DIV/0! | #DIV/0! | #DIV/0! | #DIV/0! | #DIV/0! | #DIV/0! | #DIV/0! | #DIV/0! | #DIV/0! | #DIV/0! | #DIV/0! | #DIV/0! | #DIV/0! | #DIV/0! | #DIV/0! | #DIV/0! | #DIV/0! | #DIV/0! | #DIV/0! | #DIV/0! | #DIV/0! | #DIV/0! | #DIV/0! | #DIV/0! | #DIV/0! | #DIV/0! | #DIV/0! | #DIV/0! | #DIV/0! | #DIV/0! | #DIV/0! | #DIV/0! | #DIV/0! | #DIV/0! | #DIV/0! | #DIV/0! | #DIV/0! | #DIV/0! | #DIV/0! | #DIV/0! | #DIV/0! | #DIV/0! | #DIV/0! | #DIV/0! | #DIV/0! | #DIV/0! | #DIV/0! | #DIV/0! | #DIV/0! | #DIV/0! | #DIV/0! | #DIV/0! | #DIV/0! | #DIV/0! | #DIV/0! | #DIV/0! | #DIV/0! | #DIV/0! | #DIV/0! | #DIV/0! | #DIV/0! | 31.2467 | 39.2039 | 38.7611 | 42.4579 | 39.9838 | 40.3061 | 35.6044 | 26.4052 | #DIV/0! | #DIV/0! | #DIV/0! | #DIV/0! | #DIV/0! | #DIV/0! | #DIV/0! | #DIV/0! | #DIV/0! | #DIV/0! | #DIV/0! | #DIV/0! | #DIV/0! | #DIV/0! | #DIV/0! | #DIV/0! | #DIV/0! | #DIV/0!
0 | 0 | 0 | 0 | 400 | 900 | #DIV/0! | #DIV/0! | -0.98585 | -7.1 | 46.486 | #DIV/0! | #DIV/0! | #DIV/0! | #DIV/0! | #DIV/0! | #DIV/0! | #DIV/0! | #DIV/0! | #DIV/0! | #DIV/0! | #DIV/0! | #DIV/0! | #DIV/0! | #DIV/0! | #DIV/0! | #DIV/0! | #DIV/0! | #DIV/0! | #DIV/0! | #DIV/0! | #DIV/0! | #DIV/0! | #DIV/0! | #DIV/0! | #DIV/0! | #DIV/0! | #DIV/0! | #DIV/0! | #DIV/0! | #DIV/0! | #DIV/0! | #DIV/0! | #DIV/0! | #DIV/0! | #DIV/0! | #DIV/0! | #DIV/0! | #DIV/0! | #DIV/0! | #DIV/0! | #DIV/0! | #DIV/0! | #DIV/0! | #DIV/0! | #DIV/0! | #DIV/0! | #DIV/0! | #DIV/0! | #DIV/0! | #DIV/0! | #DIV/0! | #DIV/0! | #DIV/0! | #DIV/0! | #DIV/0! | #DIV/0! | #DIV/0! | #DIV/0! | #DIV/0! | #DIV/0! | #DIV/0! | #DIV/0! | #DIV/0! | #DIV/0! | #DIV/0! | #DIV/0! | #DIV/0! | #DIV/0! | #DIV/0! | #DIV/0! | #DIV/0! | #DIV/0! | #DIV/0! | #DIV/0! | #DIV/0! | #DIV/0! | #DIV/0! | 31.2467 | 39.2039 | 38.7611 | 42.4579 | 39.9838 | 40.3061 | 35.6044 | 26.4052 | #DIV/0! | #DIV/0! | #DIV/0! | #DIV/0! | #DIV/0! | #DIV/0! | #DIV/0! | #DIV/0! | #DIV/0! | #DIV/0! | #DIV/0! | #DIV/0! | #DIV/0! | #DIV/0! | #DIV/0! | #DIV/0! | #DIV/0! | #DIV/0!
0 | 0 | 0 | 0 | 400 | 900 | #DIV/0! | #DIV/0! | -0.98585 | -7.1 | 46.486 | #DIV/0! | #DIV/0! | #DIV/0! | #DIV/0! | #DIV/0! | #DIV/0! | #DIV/0! | #DIV/0! | #DIV/0! | #DIV/0! | #DIV/0! | #DIV/0! | #DIV/0! | #DIV/0! | #DIV/0! | #DIV/0! | #DIV/0! | #DIV/0! | #DIV/0! | #DIV/0! | #DIV/0! | #DIV/0! | #DIV/0! | #DIV/0! | #DIV/0! | #DIV/0! | #DIV/0! | #DIV/0! | #DIV/0! | #DIV/0! | #DIV/0! | #DIV/0! | #DIV/0! | #DIV/0! | #DIV/0! | #DIV/0! | #DIV/0! | #DIV/0! | #DIV/0! | #DIV/0! | #DIV/0! | #DIV/0! | #DIV/0! | #DIV/0! | #DIV/0! | #DIV/0! | #DIV/0! | #DIV/0! | #DIV/0! | #DIV/0! | #DIV/0! | #DIV/0! | #DIV/0! | #DIV/0! | #DIV/0! | #DIV/0! | #DIV/0! | #DIV/0! | #DIV/0! | #DIV/0! | #DIV/0! | #DIV/0! | #DIV/0! | #DIV/0! | #DIV/0! | #DIV/0! | #DIV/0! | #DIV/0! | #DIV/0! | #DIV/0! | #DIV/0! | #DIV/0! | #DIV/0! | #DIV/0! | #DIV/0! | #DIV/0! | #DIV/0! | 31.2467 | 39.2039 | 38.7611 | 42.4579 | 39.9838 | 40.3061 | 35.6044 | 26.4052 | #DIV/0! | #DIV/0! | #DIV/0! | #DIV/0! | #DIV/0! | #DIV/0! | #DIV/0! | #DIV/0! | #DIV/0! | #DIV/0! | #DIV/0! | #DIV/0! | #DIV/0! | #DIV/0! | #DIV/0! | #DIV/0! | #DIV/0! | #DIV/0!
0 | 0 | 0 | 0 | 400 | 900 | #DIV/0! | #DIV/0! | -0.98585 | -7.1 | 46.486 | #DIV/0! | #DIV/0! | #DIV/0! | #DIV/0! | #DIV/0! | #DIV/0! | #DIV/0! | #DIV/0! | #DIV/0! | #DIV/0! | #DIV/0! | #DIV/0! | #DIV/0! | #DIV/0! | #DIV/0! | #DIV/0! | #DIV/0! | #DIV/0! | #DIV/0! | #DIV/0! | #DIV/0! | #DIV/0! | #DIV/0! | #DIV/0! | #DIV/0! | #DIV/0! | #DIV/0! | #DIV/0! | #DIV/0! | #DIV/0! | #DIV/0! | #DIV/0! | #DIV/0! | #DIV/0! | #DIV/0! | #DIV/0! | #DIV/0! | #DIV/0! | #DIV/0! | #DIV/0! | #DIV/0! | #DIV/0! | #DIV/0! | #DIV/0! | #DIV/0! | #DIV/0! | #DIV/0! | #DIV/0! | #DIV/0! | #DIV/0! | #DIV/0! | #DIV/0! | #DIV/0! | #DIV/0! | #DIV/0! | #DIV/0! | #DIV/0! | #DIV/0! | #DIV/0! | #DIV/0! | #DIV/0! | #DIV/0! | #DIV/0! | #DIV/0! | #DIV/0! | #DIV/0! | #DIV/0! | #DIV/0! | #DIV/0! | #DIV/0! | #DIV/0! | #DIV/0! | #DIV/0! | #DIV/0! | #DIV/0! | #DIV/0! | #DIV/0! | 31.2467 | 39.2039 | 38.7611 | 42.4579 | 39.9838 | 40.3061 | 35.6044 | 26.4052 | #DIV/0! | #DIV/0! | #DIV/0! | #DIV/0! | #DIV/0! | #DIV/0! | #DIV/0! | #DIV/0! | #DIV/0! | #DIV/0! | #DIV/0! | #DIV/0! | #DIV/0! | #DIV/0! | #DIV/0! | #DIV/0! | #DIV/0! | #DIV/0!
0 | 0 | 0 | 0 | 400 | 900 | #DIV/0! | #DIV/0! | -0.98585 | -7.1 | 46.486 | #DIV/0! | #DIV/0! | #DIV/0! | #DIV/0! | #DIV/0! | #DIV/0! | #DIV/0! | #DIV/0! | #DIV/0! | #DIV/0! | #DIV/0! | #DIV/0! | #DIV/0! | #DIV/0! | #DIV/0! | #DIV/0! | #DIV/0! | #DIV/0! | #DIV/0! | #DIV/0! | #DIV/0! | #DIV/0! | #DIV/0! | #DIV/0! | #DIV/0! | #DIV/0! | #DIV/0! | #DIV/0! | #DIV/0! | #DIV/0! | #DIV/0! | #DIV/0! | #DIV/0! | #DIV/0! | #DIV/0! | #DIV/0! | #DIV/0! | #DIV/0! | #DIV/0! | #DIV/0! | #DIV/0! | #DIV/0! | #DIV/0! | #DIV/0! | #DIV/0! | #DIV/0! | #DIV/0! | #DIV/0! | #DIV/0! | #DIV/0! | #DIV/0! | #DIV/0! | #DIV/0! | #DIV/0! | #DIV/0! | #DIV/0! | #DIV/0! | #DIV/0! | #DIV/0! | #DIV/0! | #DIV/0! | #DIV/0! | #DIV/0! | #DIV/0! | #DIV/0! | #DIV/0! | #DIV/0! | #DIV/0! | #DIV/0! | #DIV/0! | #DIV/0! | #DIV/0! | #DIV/0! | #DIV/0! | #DIV/0! | #DIV/0! | #DIV/0! | 31.2467 | 39.2039 | 38.7611 | 42.4579 | 39.9838 | 40.3061 | 35.6044 | 26.4052 | #DIV/0! | #DIV/0! | #DIV/0! | #DIV/0! | #DIV/0! | #DIV/0! | #DIV/0! | #DIV/0! | #DIV/0! | #DIV/0! | #DIV/0! | #DIV/0! | #DIV/0! | #DIV/0! | #DIV/0! | #DIV/0! | #DIV/0! | #DIV/0!
0 | 0 | 0 | 0 | 400 | 900 | #DIV/0! | #DIV/0! | -0.98585 | -7.1 | 46.486 | #DIV/0! | #DIV/0! | #DIV/0! | #DIV/0! | #DIV/0! | #DIV/0! | #DIV/0! | #DIV/0! | #DIV/0! | #DIV/0! | #DIV/0! | #DIV/0! | #DIV/0! | #DIV/0! | #DIV/0! | #DIV/0! | #DIV/0! | #DIV/0! | #DIV/0! | #DIV/0! | #DIV/0! | #DIV/0! | #DIV/0! | #DIV/0! | #DIV/0! | #DIV/0! | #DIV/0! | #DIV/0! | #DIV/0! | #DIV/0! | #DIV/0! | #DIV/0! | #DIV/0! | #DIV/0! | #DIV/0! | #DIV/0! | #DIV/0! | #DIV/0! | #DIV/0! | #DIV/0! | #DIV/0! | #DIV/0! | #DIV/0! | #DIV/0! | #DIV/0! | #DIV/0! | #DIV/0! | #DIV/0! | #DIV/0! | #DIV/0! | #DIV/0! | #DIV/0! | #DIV/0! | #DIV/0! | #DIV/0! | #DIV/0! | #DIV/0! | #DIV/0! | #DIV/0! | #DIV/0! | #DIV/0! | #DIV/0! | #DIV/0! | #DIV/0! | #DIV/0! | #DIV/0! | #DIV/0! | #DIV/0! | #DIV/0! | #DIV/0! | #DIV/0! | #DIV/0! | #DIV/0! | #DIV/0! | #DIV/0! | #DIV/0! | #DIV/0! | 31.2467 | 39.2039 | 38.7611 | 42.4579 | 39.9838 | 40.3061 | 35.6044 | 26.4052 | #DIV/0! | #DIV/0! | #DIV/0! | #DIV/0! | #DIV/0! | #DIV/0! | #DIV/0! | #DIV/0! | #DIV/0! | #DIV/0! | #DIV/0! | #DIV/0! | #DIV/0! | #DIV/0! | #DIV/0! | #DIV/0! | #DIV/0! | #DIV/0!
0 | 0 | 0 | 0 | 400 | 900 | #DIV/0! | #DIV/0! | -0.98585 | -7.1 | 46.486 | #DIV/0! | #DIV/0! | #DIV/0! | #DIV/0! | #DIV/0! | #DIV/0! | #DIV/0! | #DIV/0! | #DIV/0! | #DIV/0! | #DIV/0! | #DIV/0! | #DIV/0! | #DIV/0! | #DIV/0! | #DIV/0! | #DIV/0! | #DIV/0! | #DIV/0! | #DIV/0! | #DIV/0! | #DIV/0! | #DIV/0! | #DIV/0! | #DIV/0! | #DIV/0! | #DIV/0! | #DIV/0! | #DIV/0! | #DIV/0! | #DIV/0! | #DIV/0! | #DIV/0! | #DIV/0! | #DIV/0! | #DIV/0! | #DIV/0! | #DIV/0! | #DIV/0! | #DIV/0! | #DIV/0! | #DIV/0! | #DIV/0! | #DIV/0! | #DIV/0! | #DIV/0! | #DIV/0! | #DIV/0! | #DIV/0! | #DIV/0! | #DIV/0! | #DIV/0! | #DIV/0! | #DIV/0! | #DIV/0! | #DIV/0! | #DIV/0! | #DIV/0! | #DIV/0! | #DIV/0! | #DIV/0! | #DIV/0! | #DIV/0! | #DIV/0! | #DIV/0! | #DIV/0! | #DIV/0! | #DIV/0! | #DIV/0! | #DIV/0! | #DIV/0! | #DIV/0! | #DIV/0! | #DIV/0! | #DIV/0! | #DIV/0! | #DIV/0! | 31.2467 | 39.2039 | 38.7611 | 42.4579 | 39.9838 | 40.3061 | 35.6044 | 26.4052 | #DIV/0! | #DIV/0! | #DIV/0! | #DIV/0! | #DIV/0! | #DIV/0! | #DIV/0! | #DIV/0! | #DIV/0! | #DIV/0! | #DIV/0! | #DIV/0! | #DIV/0! | #DIV/0! | #DIV/0! | #DIV/0! | #DIV/0! | #DIV/0!
0 | 0 | 0 | 0 | 400 | 900 | #DIV/0! | #DIV/0! | -0.98585 | -7.1 | 46.486 | #DIV/0! | #DIV/0! | #DIV/0! | #DIV/0! | #DIV/0! | #DIV/0! | #DIV/0! | #DIV/0! | #DIV/0! | #DIV/0! | #DIV/0! | #DIV/0! | #DIV/0! | #DIV/0! | #DIV/0! | #DIV/0! | #DIV/0! | #DIV/0! | #DIV/0! | #DIV/0! | #DIV/0! | #DIV/0! | #DIV/0! | #DIV/0! | #DIV/0! | #DIV/0! | #DIV/0! | #DIV/0! | #DIV/0! | #DIV/0! | #DIV/0! | #DIV/0! | #DIV/0! | #DIV/0! | #DIV/0! | #DIV/0! | #DIV/0! | #DIV/0! | #DIV/0! | #DIV/0! | #DIV/0! | #DIV/0! | #DIV/0! | #DIV/0! | #DIV/0! | #DIV/0! | #DIV/0! | #DIV/0! | #DIV/0! | #DIV/0! | #DIV/0! | #DIV/0! | #DIV/0! | #DIV/0! | #DIV/0! | #DIV/0! | #DIV/0! | #DIV/0! | #DIV/0! | #DIV/0! | #DIV/0! | #DIV/0! | #DIV/0! | #DIV/0! | #DIV/0! | #DIV/0! | #DIV/0! | #DIV/0! | #DIV/0! | #DIV/0! | #DIV/0! | #DIV/0! | #DIV/0! | #DIV/0! | #DIV/0! | #DIV/0! | #DIV/0! | 31.2467 | 39.2039 | 38.7611 | 42.4579 | 39.9838 | 40.3061 | 35.6044 | 26.4052 | #DIV/0! | #DIV/0! | #DIV/0! | #DIV/0! | #DIV/0! | #DIV/0! | #DIV/0! | #DIV/0! | #DIV/0! | #DIV/0! | #DIV/0! | #DIV/0! | #DIV/0! | #DIV/0! | #DIV/0! | #DIV/0! | #DIV/0! | #DIV/0!
0 | 0 | 0 | 0 | 400 | 900 | #DIV/0! | #DIV/0! | -0.98585 | -7.1 | 46.486 | #DIV/0! | #DIV/0! | #DIV/0! | #DIV/0! | #DIV/0! | #DIV/0! | #DIV/0! | #DIV/0! | #DIV/0! | #DIV/0! | #DIV/0! | #DIV/0! | #DIV/0! | #DIV/0! | #DIV/0! | #DIV/0! | #DIV/0! | #DIV/0! | #DIV/0! | #DIV/0! | #DIV/0! | #DIV/0! | #DIV/0! | #DIV/0! | #DIV/0! | #DIV/0! | #DIV/0! | #DIV/0! | #DIV/0! | #DIV/0! | #DIV/0! | #DIV/0! | #DIV/0! | #DIV/0! | #DIV/0! | #DIV/0! | #DIV/0! | #DIV/0! | #DIV/0! | #DIV/0! | #DIV/0! | #DIV/0! | #DIV/0! | #DIV/0! | #DIV/0! | #DIV/0! | #DIV/0! | #DIV/0! | #DIV/0! | #DIV/0! | #DIV/0! | #DIV/0! | #DIV/0! | #DIV/0! | #DIV/0! | #DIV/0! | #DIV/0! | #DIV/0! | #DIV/0! | #DIV/0! | #DIV/0! | #DIV/0! | #DIV/0! | #DIV/0! | #DIV/0! | #DIV/0! | #DIV/0! | #DIV/0! | #DIV/0! | #DIV/0! | #DIV/0! | #DIV/0! | #DIV/0! | #DIV/0! | #DIV/0! | #DIV/0! | #DIV/0! | 31.2467 | 39.2039 | 38.7611 | 42.4579 | 39.9838 | 40.3061 | 35.6044 | 26.4052 | #DIV/0! | #DIV/0! | #DIV/0! | #DIV/0! | #DIV/0! | #DIV/0! | #DIV/0! | #DIV/0! | #DIV/0! | #DIV/0! | #DIV/0! | #DIV/0! | #DIV/0! | #DIV/0! | #DIV/0! | #DIV/0! | #DIV/0! | #DIV/0!
0 | 0 | 0 | 0 | 400 | 900 | #DIV/0! | #DIV/0! | -0.98585 | -7.1 | 46.486 | #DIV/0! | #DIV/0! | #DIV/0! | #DIV/0! | #DIV/0! | #DIV/0! | #DIV/0! | #DIV/0! | #DIV/0! | #DIV/0! | #DIV/0! | #DIV/0! | #DIV/0! | #DIV/0! | #DIV/0! | #DIV/0! | #DIV/0! | #DIV/0! | #DIV/0! | #DIV/0! | #DIV/0! | #DIV/0! | #DIV/0! | #DIV/0! | #DIV/0! | #DIV/0! | #DIV/0! | #DIV/0! | #DIV/0! | #DIV/0! | #DIV/0! | #DIV/0! | #DIV/0! | #DIV/0! | #DIV/0! | #DIV/0! | #DIV/0! | #DIV/0! | #DIV/0! | #DIV/0! | #DIV/0! | #DIV/0! | #DIV/0! | #DIV/0! | #DIV/0! | #DIV/0! | #DIV/0! | #DIV/0! | #DIV/0! | #DIV/0! | #DIV/0! | #DIV/0! | #DIV/0! | #DIV/0! | #DIV/0! | #DIV/0! | #DIV/0! | #DIV/0! | #DIV/0! | #DIV/0! | #DIV/0! | #DIV/0! | #DIV/0! | #DIV/0! | #DIV/0! | #DIV/0! | #DIV/0! | #DIV/0! | #DIV/0! | #DIV/0! | #DIV/0! | #DIV/0! | #DIV/0! | #DIV/0! | #DIV/0! | #DIV/0! | #DIV/0! | 31.2467 | 39.2039 | 38.7611 | 42.4579 | 39.9838 | 40.3061 | 35.6044 | 26.4052 | #DIV/0! | #DIV/0! | #DIV/0! | #DIV/0! | #DIV/0! | #DIV/0! | #DIV/0! | #DIV/0! | #DIV/0! | #DIV/0! | #DIV/0! | #DIV/0! | #DIV/0! | #DIV/0! | #DIV/0! | #DIV/0! | #DIV/0! | #DIV/0!
0 | 0 | 0 | 0 | 400 | 900 | #DIV/0! | #DIV/0! | -0.98585 | -7.1 | 46.486 | #DIV/0! | #DIV/0! | #DIV/0! | #DIV/0! | #DIV/0! | #DIV/0! | #DIV/0! | #DIV/0! | #DIV/0! | #DIV/0! | #DIV/0! | #DIV/0! | #DIV/0! | #DIV/0! | #DIV/0! | #DIV/0! | #DIV/0! | #DIV/0! | #DIV/0! | #DIV/0! | #DIV/0! | #DIV/0! | #DIV/0! | #DIV/0! | #DIV/0! | #DIV/0! | #DIV/0! | #DIV/0! | #DIV/0! | #DIV/0! | #DIV/0! | #DIV/0! | #DIV/0! | #DIV/0! | #DIV/0! | #DIV/0! | #DIV/0! | #DIV/0! | #DIV/0! | #DIV/0! | #DIV/0! | #DIV/0! | #DIV/0! | #DIV/0! | #DIV/0! | #DIV/0! | #DIV/0! | #DIV/0! | #DIV/0! | #DIV/0! | #DIV/0! | #DIV/0! | #DIV/0! | #DIV/0! | #DIV/0! | #DIV/0! | #DIV/0! | #DIV/0! | #DIV/0! | #DIV/0! | #DIV/0! | #DIV/0! | #DIV/0! | #DIV/0! | #DIV/0! | #DIV/0! | #DIV/0! | #DIV/0! | #DIV/0! | #DIV/0! | #DIV/0! | #DIV/0! | #DIV/0! | #DIV/0! | #DIV/0! | #DIV/0! | #DIV/0! | 31.2467 | 39.2039 | 38.7611 | 42.4579 | 39.9838 | 40.3061 | 35.6044 | 26.4052 | #DIV/0! | #DIV/0! | #DIV/0! | #DIV/0! | #DIV/0! | #DIV/0! | #DIV/0! | #DIV/0! | #DIV/0! | #DIV/0! | #DIV/0! | #DIV/0! | #DIV/0! | #DIV/0! | #DIV/0! | #DIV/0! | #DIV/0! | #DIV/0!
0 | 0 | 0 | 0 | 400 | 900 | #DIV/0! | #DIV/0! | -0.98585 | -7.1 | 46.486 | #DIV/0! | #DIV/0! | #DIV/0! | #DIV/0! | #DIV/0! | #DIV/0! | #DIV/0! | #DIV/0! | #DIV/0! | #DIV/0! | #DIV/0! | #DIV/0! | #DIV/0! | #DIV/0! | #DIV/0! | #DIV/0! | #DIV/0! | #DIV/0! | #DIV/0! | #DIV/0! | #DIV/0! | #DIV/0! | #DIV/0! | #DIV/0! | #DIV/0! | #DIV/0! | #DIV/0! | #DIV/0! | #DIV/0! | #DIV/0! | #DIV/0! | #DIV/0! | #DIV/0! | #DIV/0! | #DIV/0! | #DIV/0! | #DIV/0! | #DIV/0! | #DIV/0! | #DIV/0! | #DIV/0! | #DIV/0! | #DIV/0! | #DIV/0! | #DIV/0! | #DIV/0! | #DIV/0! | #DIV/0! | #DIV/0! | #DIV/0! | #DIV/0! | #DIV/0! | #DIV/0! | #DIV/0! | #DIV/0! | #DIV/0! | #DIV/0! | #DIV/0! | #DIV/0! | #DIV/0! | #DIV/0! | #DIV/0! | #DIV/0! | #DIV/0! | #DIV/0! | #DIV/0! | #DIV/0! | #DIV/0! | #DIV/0! | #DIV/0! | #DIV/0! | #DIV/0! | #DIV/0! | #DIV/0! | #DIV/0! | #DIV/0! | #DIV/0! | 31.2467 | 39.2039 | 38.7611 | 42.4579 | 39.9838 | 40.3061 | 35.6044 | 26.4052 | #DIV/0! | #DIV/0! | #DIV/0! | #DIV/0! | #DIV/0! | #DIV/0! | #DIV/0! | #DIV/0! | #DIV/0! | #DIV/0! | #DIV/0! | #DIV/0! | #DIV/0! | #DIV/0! | #DIV/0! | #DIV/0! | #DIV/0! | #DIV/0!
0 | 0 | 0 | 0 | 400 | 900 | #DIV/0! | #DIV/0! | -0.98585 | -7.1 | 46.486 | #DIV/0! | #DIV/0! | #DIV/0! | #DIV/0! | #DIV/0! | #DIV/0! | #DIV/0! | #DIV/0! | #DIV/0! | #DIV/0! | #DIV/0! | #DIV/0! | #DIV/0! | #DIV/0! | #DIV/0! | #DIV/0! | #DIV/0! | #DIV/0! | #DIV/0! | #DIV/0! | #DIV/0! | #DIV/0! | #DIV/0! | #DIV/0! | #DIV/0! | #DIV/0! | #DIV/0! | #DIV/0! | #DIV/0! | #DIV/0! | #DIV/0! | #DIV/0! | #DIV/0! | #DIV/0! | #DIV/0! | #DIV/0! | #DIV/0! | #DIV/0! | #DIV/0! | #DIV/0! | #DIV/0! | #DIV/0! | #DIV/0! | #DIV/0! | #DIV/0! | #DIV/0! | #DIV/0! | #DIV/0! | #DIV/0! | #DIV/0! | #DIV/0! | #DIV/0! | #DIV/0! | #DIV/0! | #DIV/0! | #DIV/0! | #DIV/0! | #DIV/0! | #DIV/0! | #DIV/0! | #DIV/0! | #DIV/0! | #DIV/0! | #DIV/0! | #DIV/0! | #DIV/0! | #DIV/0! | #DIV/0! | #DIV/0! | #DIV/0! | #DIV/0! | #DIV/0! | #DIV/0! | #DIV/0! | #DIV/0! | #DIV/0! | #DIV/0! | 31.2467 | 39.2039 | 38.7611 | 42.4579 | 39.9838 | 40.3061 | 35.6044 | 26.4052 | #DIV/0! | #DIV/0! | #DIV/0! | #DIV/0! | #DIV/0! | #DIV/0! | #DIV/0! | #DIV/0! | #DIV/0! | #DIV/0! | #DIV/0! | #DIV/0! | #DIV/0! | #DIV/0! | #DIV/0! | #DIV/0! | #DIV/0! | #DIV/0!
0 | 0 | 0 | 0 | 400 | 900 | #DIV/0! | #DIV/0! | -0.98585 | -7.1 | 46.486 | #DIV/0! | #DIV/0! | #DIV/0! | #DIV/0! | #DIV/0! | #DIV/0! | #DIV/0! | #DIV/0! | #DIV/0! | #DIV/0! | #DIV/0! | #DIV/0! | #DIV/0! | #DIV/0! | #DIV/0! | #DIV/0! | #DIV/0! | #DIV/0! | #DIV/0! | #DIV/0! | #DIV/0! | #DIV/0! | #DIV/0! | #DIV/0! | #DIV/0! | #DIV/0! | #DIV/0! | #DIV/0! | #DIV/0! | #DIV/0! | #DIV/0! | #DIV/0! | #DIV/0! | #DIV/0! | #DIV/0! | #DIV/0! | #DIV/0! | #DIV/0! | #DIV/0! | #DIV/0! | #DIV/0! | #DIV/0! | #DIV/0! | #DIV/0! | #DIV/0! | #DIV/0! | #DIV/0! | #DIV/0! | #DIV/0! | #DIV/0! | #DIV/0! | #DIV/0! | #DIV/0! | #DIV/0! | #DIV/0! | #DIV/0! | #DIV/0! | #DIV/0! | #DIV/0! | #DIV/0! | #DIV/0! | #DIV/0! | #DIV/0! | #DIV/0! | #DIV/0! | #DIV/0! | #DIV/0! | #DIV/0! | #DIV/0! | #DIV/0! | #DIV/0! | #DIV/0! | #DIV/0! | #DIV/0! | #DIV/0! | #DIV/0! | #DIV/0! | 31.2467 | 39.2039 | 38.7611 | 42.4579 | 39.9838 | 40.3061 | 35.6044 | 26.4052 | #DIV/0! | #DIV/0! | #DIV/0! | #DIV/0! | #DIV/0! | #DIV/0! | #DIV/0! | #DIV/0! | #DIV/0! | #DIV/0! | #DIV/0! | #DIV/0! | #DIV/0! | #DIV/0! | #DIV/0! | #DIV/0! | #DIV/0! | #DIV/0!
0 | 0 | 0 | 0 | 400 | 900 | #DIV/0! | #DIV/0! | -0.98585 | -7.1 | 46.486 | #DIV/0! | #DIV/0! | #DIV/0! | #DIV/0! | #DIV/0! | #DIV/0! | #DIV/0! | #DIV/0! | #DIV/0! | #DIV/0! | #DIV/0! | #DIV/0! | #DIV/0! | #DIV/0! | #DIV/0! | #DIV/0! | #DIV/0! | #DIV/0! | #DIV/0! | #DIV/0! | #DIV/0! | #DIV/0! | #DIV/0! | #DIV/0! | #DIV/0! | #DIV/0! | #DIV/0! | #DIV/0! | #DIV/0! | #DIV/0! | #DIV/0! | #DIV/0! | #DIV/0! | #DIV/0! | #DIV/0! | #DIV/0! | #DIV/0! | #DIV/0! | #DIV/0! | #DIV/0! | #DIV/0! | #DIV/0! | #DIV/0! | #DIV/0! | #DIV/0! | #DIV/0! | #DIV/0! | #DIV/0! | #DIV/0! | #DIV/0! | #DIV/0! | #DIV/0! | #DIV/0! | #DIV/0! | #DIV/0! | #DIV/0! | #DIV/0! | #DIV/0! | #DIV/0! | #DIV/0! | #DIV/0! | #DIV/0! | #DIV/0! | #DIV/0! | #DIV/0! | #DIV/0! | #DIV/0! | #DIV/0! | #DIV/0! | #DIV/0! | #DIV/0! | #DIV/0! | #DIV/0! | #DIV/0! | #DIV/0! | #DIV/0! | #DIV/0! | 31.2467 | 39.2039 | 38.7611 | 42.4579 | 39.9838 | 40.3061 | 35.6044 | 26.4052 | #DIV/0! | #DIV/0! | #DIV/0! | #DIV/0! | #DIV/0! | #DIV/0! | #DIV/0! | #DIV/0! | #DIV/0! | #DIV/0! | #DIV/0! | #DIV/0! | #DIV/0! | #DIV/0! | #DIV/0! | #DIV/0! | #DIV/0! | #DIV/0!
0 | 0 | 0 | 0 | 400 | 900 | #DIV/0! | #DIV/0! | -0.98585 | -7.1 | 46.486 | #DIV/0! | #DIV/0! | #DIV/0! | #DIV/0! | #DIV/0! | #DIV/0! | #DIV/0! | #DIV/0! | #DIV/0! | #DIV/0! | #DIV/0! | #DIV/0! | #DIV/0! | #DIV/0! | #DIV/0! | #DIV/0! | #DIV/0! | #DIV/0! | #DIV/0! | #DIV/0! | #DIV/0! | #DIV/0! | #DIV/0! | #DIV/0! | #DIV/0! | #DIV/0! | #DIV/0! | #DIV/0! | #DIV/0! | #DIV/0! | #DIV/0! | #DIV/0! | #DIV/0! | #DIV/0! | #DIV/0! | #DIV/0! | #DIV/0! | #DIV/0! | #DIV/0! | #DIV/0! | #DIV/0! | #DIV/0! | #DIV/0! | #DIV/0! | #DIV/0! | #DIV/0! | #DIV/0! | #DIV/0! | #DIV/0! | #DIV/0! | #DIV/0! | #DIV/0! | #DIV/0! | #DIV/0! | #DIV/0! | #DIV/0! | #DIV/0! | #DIV/0! | #DIV/0! | #DIV/0! | #DIV/0! | #DIV/0! | #DIV/0! | #DIV/0! | #DIV/0! | #DIV/0! | #DIV/0! | #DIV/0! | #DIV/0! | #DIV/0! | #DIV/0! | #DIV/0! | #DIV/0! | #DIV/0! | #DIV/0! | #DIV/0! | #DIV/0! | 31.2467 | 39.2039 | 38.7611 | 42.4579 | 39.9838 | 40.3061 | 35.6044 | 26.4052 | #DIV/0! | #DIV/0! | #DIV/0! | #DIV/0! | #DIV/0! | #DIV/0! | #DIV/0! | #DIV/0! | #DIV/0! | #DIV/0! | #DIV/0! | #DIV/0! | #DIV/0! | #DIV/0! | #DIV/0! | #DIV/0! | #DIV/0! | #DIV/0!
0 | 0 | 0 | 0 | 400 | 900 | #DIV/0! | #DIV/0! | -0.98585 | -7.1 | 46.486 | #DIV/0! | #DIV/0! | #DIV/0! | #DIV/0! | #DIV/0! | #DIV/0! | #DIV/0! | #DIV/0! | #DIV/0! | #DIV/0! | #DIV/0! | #DIV/0! | #DIV/0! | #DIV/0! | #DIV/0! | #DIV/0! | #DIV/0! | #DIV/0! | #DIV/0! | #DIV/0! | #DIV/0! | #DIV/0! | #DIV/0! | #DIV/0! | #DIV/0! | #DIV/0! | #DIV/0! | #DIV/0! | #DIV/0! | #DIV/0! | #DIV/0! | #DIV/0! | #DIV/0! | #DIV/0! | #DIV/0! | #DIV/0! | #DIV/0! | #DIV/0! | #DIV/0! | #DIV/0! | #DIV/0! | #DIV/0! | #DIV/0! | #DIV/0! | #DIV/0! | #DIV/0! | #DIV/0! | #DIV/0! | #DIV/0! | #DIV/0! | #DIV/0! | #DIV/0! | #DIV/0! | #DIV/0! | #DIV/0! | #DIV/0! | #DIV/0! | #DIV/0! | #DIV/0! | #DIV/0! | #DIV/0! | #DIV/0! | #DIV/0! | #DIV/0! | #DIV/0! | #DIV/0! | #DIV/0! | #DIV/0! | #DIV/0! | #DIV/0! | #DIV/0! | #DIV/0! | #DIV/0! | #DIV/0! | #DIV/0! | #DIV/0! | #DIV/0! | 31.2467 | 39.2039 | 38.7611 | 42.4579 | 39.9838 | 40.3061 | 35.6044 | 26.4052 | #DIV/0! | #DIV/0! | #DIV/0! | #DIV/0! | #DIV/0! | #DIV/0! | #DIV/0! | #DIV/0! | #DIV/0! | #DIV/0! | #DIV/0! | #DIV/0! | #DIV/0! | #DIV/0! | #DIV/0! | #DIV/0! | #DIV/0! | #DIV/0!
0 | 0 | 0 | 0 | 400 | 900 | #DIV/0! | #DIV/0! | -0.98585 | -7.1 | 46.486 | #DIV/0! | #DIV/0! | #DIV/0! | #DIV/0! | #DIV/0! | #DIV/0! | #DIV/0! | #DIV/0! | #DIV/0! | #DIV/0! | #DIV/0! | #DIV/0! | #DIV/0! | #DIV/0! | #DIV/0! | #DIV/0! | #DIV/0! | #DIV/0! | #DIV/0! | #DIV/0! | #DIV/0! | #DIV/0! | #DIV/0! | #DIV/0! | #DIV/0! | #DIV/0! | #DIV/0! | #DIV/0! | #DIV/0! | #DIV/0! | #DIV/0! | #DIV/0! | #DIV/0! | #DIV/0! | #DIV/0! | #DIV/0! | #DIV/0! | #DIV/0! | #DIV/0! | #DIV/0! | #DIV/0! | #DIV/0! | #DIV/0! | #DIV/0! | #DIV/0! | #DIV/0! | #DIV/0! | #DIV/0! | #DIV/0! | #DIV/0! | #DIV/0! | #DIV/0! | #DIV/0! | #DIV/0! | #DIV/0! | #DIV/0! | #DIV/0! | #DIV/0! | #DIV/0! | #DIV/0! | #DIV/0! | #DIV/0! | #DIV/0! | #DIV/0! | #DIV/0! | #DIV/0! | #DIV/0! | #DIV/0! | #DIV/0! | #DIV/0! | #DIV/0! | #DIV/0! | #DIV/0! | #DIV/0! | #DIV/0! | #DIV/0! | #DIV/0! | 31.2467 | 39.2039 | 38.7611 | 42.4579 | 39.9838 | 40.3061 | 35.6044 | 26.4052 | #DIV/0! | #DIV/0! | #DIV/0! | #DIV/0! | #DIV/0! | #DIV/0! | #DIV/0! | #DIV/0! | #DIV/0! | #DIV/0! | #DIV/0! | #DIV/0! | #DIV/0! | #DIV/0! | #DIV/0! | #DIV/0! | #DIV/0! | #DIV/0!
0 | 0 | 0 | 0 | 400 | 900 | #DIV/0! | #DIV/0! | -0.98585 | -7.1 | 46.486 | #DIV/0! | #DIV/0! | #DIV/0! | #DIV/0! | #DIV/0! | #DIV/0! | #DIV/0! | #DIV/0! | #DIV/0! | #DIV/0! | #DIV/0! | #DIV/0! | #DIV/0! | #DIV/0! | #DIV/0! | #DIV/0! | #DIV/0! | #DIV/0! | #DIV/0! | #DIV/0! | #DIV/0! | #DIV/0! | #DIV/0! | #DIV/0! | #DIV/0! | #DIV/0! | #DIV/0! | #DIV/0! | #DIV/0! | #DIV/0! | #DIV/0! | #DIV/0! | #DIV/0! | #DIV/0! | #DIV/0! | #DIV/0! | #DIV/0! | #DIV/0! | #DIV/0! | #DIV/0! | #DIV/0! | #DIV/0! | #DIV/0! | #DIV/0! | #DIV/0! | #DIV/0! | #DIV/0! | #DIV/0! | #DIV/0! | #DIV/0! | #DIV/0! | #DIV/0! | #DIV/0! | #DIV/0! | #DIV/0! | #DIV/0! | #DIV/0! | #DIV/0! | #DIV/0! | #DIV/0! | #DIV/0! | #DIV/0! | #DIV/0! | #DIV/0! | #DIV/0! | #DIV/0! | #DIV/0! | #DIV/0! | #DIV/0! | #DIV/0! | #DIV/0! | #DIV/0! | #DIV/0! | #DIV/0! | #DIV/0! | #DIV/0! | #DIV/0! | 31.2467 | 39.2039 | 38.7611 | 42.4579 | 39.9838 | 40.3061 | 35.6044 | 26.4052 | #DIV/0! | #DIV/0! | #DIV/0! | #DIV/0! | #DIV/0! | #DIV/0! | #DIV/0! | #DIV/0! | #DIV/0! | #DIV/0! | #DIV/0! | #DIV/0! | #DIV/0! | #DIV/0! | #DIV/0! | #DIV/0! | #DIV/0! | #DIV/0!
0 | 0 | 0 | 0 | 400 | 900 | #DIV/0! | #DIV/0! | -0.98585 | -7.1 | 46.486 | #DIV/0! | #DIV/0! | #DIV/0! | #DIV/0! | #DIV/0! | #DIV/0! | #DIV/0! | #DIV/0! | #DIV/0! | #DIV/0! | #DIV/0! | #DIV/0! | #DIV/0! | #DIV/0! | #DIV/0! | #DIV/0! | #DIV/0! | #DIV/0! | #DIV/0! | #DIV/0! | #DIV/0! | #DIV/0! | #DIV/0! | #DIV/0! | #DIV/0! | #DIV/0! | #DIV/0! | #DIV/0! | #DIV/0! | #DIV/0! | #DIV/0! | #DIV/0! | #DIV/0! | #DIV/0! | #DIV/0! | #DIV/0! | #DIV/0! | #DIV/0! | #DIV/0! | #DIV/0! | #DIV/0! | #DIV/0! | #DIV/0! | #DIV/0! | #DIV/0! | #DIV/0! | #DIV/0! | #DIV/0! | #DIV/0! | #DIV/0! | #DIV/0! | #DIV/0! | #DIV/0! | #DIV/0! | #DIV/0! | #DIV/0! | #DIV/0! | #DIV/0! | #DIV/0! | #DIV/0! | #DIV/0! | #DIV/0! | #DIV/0! | #DIV/0! | #DIV/0! | #DIV/0! | #DIV/0! | #DIV/0! | #DIV/0! | #DIV/0! | #DIV/0! | #DIV/0! | #DIV/0! | #DIV/0! | #DIV/0! | #DIV/0! | #DIV/0! | 31.2467 | 39.2039 | 38.7611 | 42.4579 | 39.9838 | 40.3061 | 35.6044 | 26.4052 | #DIV/0! | #DIV/0! | #DIV/0! | #DIV/0! | #DIV/0! | #DIV/0! | #DIV/0! | #DIV/0! | #DIV/0! | #DIV/0! | #DIV/0! | #DIV/0! | #DIV/0! | #DIV/0! | #DIV/0! | #DIV/0! | #DIV/0! | #DIV/0!
0 | 0 | 0 | 0 | 400 | 900 | #DIV/0! | #DIV/0! | -0.98585 | -7.1 | 46.486 | #DIV/0! | #DIV/0! | #DIV/0! | #DIV/0! | #DIV/0! | #DIV/0! | #DIV/0! | #DIV/0! | #DIV/0! | #DIV/0! | #DIV/0! | #DIV/0! | #DIV/0! | #DIV/0! | #DIV/0! | #DIV/0! | #DIV/0! | #DIV/0! | #DIV/0! | #DIV/0! | #DIV/0! | #DIV/0! | #DIV/0! | #DIV/0! | #DIV/0! | #DIV/0! | #DIV/0! | #DIV/0! | #DIV/0! | #DIV/0! | #DIV/0! | #DIV/0! | #DIV/0! | #DIV/0! | #DIV/0! | #DIV/0! | #DIV/0! | #DIV/0! | #DIV/0! | #DIV/0! | #DIV/0! | #DIV/0! | #DIV/0! | #DIV/0! | #DIV/0! | #DIV/0! | #DIV/0! | #DIV/0! | #DIV/0! | #DIV/0! | #DIV/0! | #DIV/0! | #DIV/0! | #DIV/0! | #DIV/0! | #DIV/0! | #DIV/0! | #DIV/0! | #DIV/0! | #DIV/0! | #DIV/0! | #DIV/0! | #DIV/0! | #DIV/0! | #DIV/0! | #DIV/0! | #DIV/0! | #DIV/0! | #DIV/0! | #DIV/0! | #DIV/0! | #DIV/0! | #DIV/0! | #DIV/0! | #DIV/0! | #DIV/0! | #DIV/0! | 31.2467 | 39.2039 | 38.7611 | 42.4579 | 39.9838 | 40.3061 | 35.6044 | 26.4052 | #DIV/0! | #DIV/0! | #DIV/0! | #DIV/0! | #DIV/0! | #DIV/0! | #DIV/0! | #DIV/0! | #DIV/0! | #DIV/0! | #DIV/0! | #DIV/0! | #DIV/0! | #DIV/0! | #DIV/0! | #DIV/0! | #DIV/0! | #DIV/0!
0 | 0 | 0 | 0 | 400 | 900 | #DIV/0! | #DIV/0! | -0.98585 | -7.1 | 46.486 | #DIV/0! | #DIV/0! | #DIV/0! | #DIV/0! | #DIV/0! | #DIV/0! | #DIV/0! | #DIV/0! | #DIV/0! | #DIV/0! | #DIV/0! | #DIV/0! | #DIV/0! | #DIV/0! | #DIV/0! | #DIV/0! | #DIV/0! | #DIV/0! | #DIV/0! | #DIV/0! | #DIV/0! | #DIV/0! | #DIV/0! | #DIV/0! | #DIV/0! | #DIV/0! | #DIV/0! | #DIV/0! | #DIV/0! | #DIV/0! | #DIV/0! | #DIV/0! | #DIV/0! | #DIV/0! | #DIV/0! | #DIV/0! | #DIV/0! | #DIV/0! | #DIV/0! | #DIV/0! | #DIV/0! | #DIV/0! | #DIV/0! | #DIV/0! | #DIV/0! | #DIV/0! | #DIV/0! | #DIV/0! | #DIV/0! | #DIV/0! | #DIV/0! | #DIV/0! | #DIV/0! | #DIV/0! | #DIV/0! | #DIV/0! | #DIV/0! | #DIV/0! | #DIV/0! | #DIV/0! | #DIV/0! | #DIV/0! | #DIV/0! | #DIV/0! | #DIV/0! | #DIV/0! | #DIV/0! | #DIV/0! | #DIV/0! | #DIV/0! | #DIV/0! | #DIV/0! | #DIV/0! | #DIV/0! | #DIV/0! | #DIV/0! | #DIV/0! | 31.2467 | 39.2039 | 38.7611 | 42.4579 | 39.9838 | 40.3061 | 35.6044 | 26.4052 | #DIV/0! | #DIV/0! | #DIV/0! | #DIV/0! | #DIV/0! | #DIV/0! | #DIV/0! | #DIV/0! | #DIV/0! | #DIV/0! | #DIV/0! | #DIV/0! | #DIV/0! | #DIV/0! | #DIV/0! | #DIV/0! | #DIV/0! | #DIV/0!
0 | 0 | 0 | 0 | 400 | 900 | #DIV/0! | #DIV/0! | -0.98585 | -7.1 | 46.486 | #DIV/0! | #DIV/0! | #DIV/0! | #DIV/0! | #DIV/0! | #DIV/0! | #DIV/0! | #DIV/0! | #DIV/0! | #DIV/0! | #DIV/0! | #DIV/0! | #DIV/0! | #DIV/0! | #DIV/0! | #DIV/0! | #DIV/0! | #DIV/0! | #DIV/0! | #DIV/0! | #DIV/0! | #DIV/0! | #DIV/0! | #DIV/0! | #DIV/0! | #DIV/0! | #DIV/0! | #DIV/0! | #DIV/0! | #DIV/0! | #DIV/0! | #DIV/0! | #DIV/0! | #DIV/0! | #DIV/0! | #DIV/0! | #DIV/0! | #DIV/0! | #DIV/0! | #DIV/0! | #DIV/0! | #DIV/0! | #DIV/0! | #DIV/0! | #DIV/0! | #DIV/0! | #DIV/0! | #DIV/0! | #DIV/0! | #DIV/0! | #DIV/0! | #DIV/0! | #DIV/0! | #DIV/0! | #DIV/0! | #DIV/0! | #DIV/0! | #DIV/0! | #DIV/0! | #DIV/0! | #DIV/0! | #DIV/0! | #DIV/0! | #DIV/0! | #DIV/0! | #DIV/0! | #DIV/0! | #DIV/0! | #DIV/0! | #DIV/0! | #DIV/0! | #DIV/0! | #DIV/0! | #DIV/0! | #DIV/0! | #DIV/0! | #DIV/0! | 31.2467 | 39.2039 | 38.7611 | 42.4579 | 39.9838 | 40.3061 | 35.6044 | 26.4052 | #DIV/0! | #DIV/0! | #DIV/0! | #DIV/0! | #DIV/0! | #DIV/0! | #DIV/0! | #DIV/0! | #DIV/0! | #DIV/0! | #DIV/0! | #DIV/0! | #DIV/0! | #DIV/0! | #DIV/0! | #DIV/0! | #DIV/0! | #DIV/0!
0 | 0 | 0 | 0 | 400 | 900 | #DIV/0! | #DIV/0! | -0.98585 | -7.1 | 46.486 | #DIV/0! | #DIV/0! | #DIV/0! | #DIV/0! | #DIV/0! | #DIV/0! | #DIV/0! | #DIV/0! | #DIV/0! | #DIV/0! | #DIV/0! | #DIV/0! | #DIV/0! | #DIV/0! | #DIV/0! | #DIV/0! | #DIV/0! | #DIV/0! | #DIV/0! | #DIV/0! | #DIV/0! | #DIV/0! | #DIV/0! | #DIV/0! | #DIV/0! | #DIV/0! | #DIV/0! | #DIV/0! | #DIV/0! | #DIV/0! | #DIV/0! | #DIV/0! | #DIV/0! | #DIV/0! | #DIV/0! | #DIV/0! | #DIV/0! | #DIV/0! | #DIV/0! | #DIV/0! | #DIV/0! | #DIV/0! | #DIV/0! | #DIV/0! | #DIV/0! | #DIV/0! | #DIV/0! | #DIV/0! | #DIV/0! | #DIV/0! | #DIV/0! | #DIV/0! | #DIV/0! | #DIV/0! | #DIV/0! | #DIV/0! | #DIV/0! | #DIV/0! | #DIV/0! | #DIV/0! | #DIV/0! | #DIV/0! | #DIV/0! | #DIV/0! | #DIV/0! | #DIV/0! | #DIV/0! | #DIV/0! | #DIV/0! | #DIV/0! | #DIV/0! | #DIV/0! | #DIV/0! | #DIV/0! | #DIV/0! | #DIV/0! | #DIV/0! | 31.2467 | 39.2039 | 38.7611 | 42.4579 | 39.9838 | 40.3061 | 35.6044 | 26.4052 | #DIV/0! | #DIV/0! | #DIV/0! | #DIV/0! | #DIV/0! | #DIV/0! | #DIV/0! | #DIV/0! | #DIV/0! | #DIV/0! | #DIV/0! | #DIV/0! | #DIV/0! | #DIV/0! | #DIV/0! | #DIV/0! | #DIV/0! | #DIV/0!
0 | 0 | 0 | 0 | 400 | 900 | #DIV/0! | #DIV/0! | -0.98585 | -7.1 | 46.486 | #DIV/0! | #DIV/0! | #DIV/0! | #DIV/0! | #DIV/0! | #DIV/0! | #DIV/0! | #DIV/0! | #DIV/0! | #DIV/0! | #DIV/0! | #DIV/0! | #DIV/0! | #DIV/0! | #DIV/0! | #DIV/0! | #DIV/0! | #DIV/0! | #DIV/0! | #DIV/0! | #DIV/0! | #DIV/0! | #DIV/0! | #DIV/0! | #DIV/0! | #DIV/0! | #DIV/0! | #DIV/0! | #DIV/0! | #DIV/0! | #DIV/0! | #DIV/0! | #DIV/0! | #DIV/0! | #DIV/0! | #DIV/0! | #DIV/0! | #DIV/0! | #DIV/0! | #DIV/0! | #DIV/0! | #DIV/0! | #DIV/0! | #DIV/0! | #DIV/0! | #DIV/0! | #DIV/0! | #DIV/0! | #DIV/0! | #DIV/0! | #DIV/0! | #DIV/0! | #DIV/0! | #DIV/0! | #DIV/0! | #DIV/0! | #DIV/0! | #DIV/0! | #DIV/0! | #DIV/0! | #DIV/0! | #DIV/0! | #DIV/0! | #DIV/0! | #DIV/0! | #DIV/0! | #DIV/0! | #DIV/0! | #DIV/0! | #DIV/0! | #DIV/0! | #DIV/0! | #DIV/0! | #DIV/0! | #DIV/0! | #DIV/0! | #DIV/0! | 31.2467 | 39.2039 | 38.7611 | 42.4579 | 39.9838 | 40.3061 | 35.6044 | 26.4052 | #DIV/0! | #DIV/0! | #DIV/0! | #DIV/0! | #DIV/0! | #DIV/0! | #DIV/0! | #DIV/0! | #DIV/0! | #DIV/0! | #DIV/0! | #DIV/0! | #DIV/0! | #DIV/0! | #DIV/0! | #DIV/0! | #DIV/0! | #DIV/0!
0 | 0 | 0 | 0 | 400 | 900 | #DIV/0! | #DIV/0! | -0.98585 | -7.1 | 46.486 | #DIV/0! | #DIV/0! | #DIV/0! | #DIV/0! | #DIV/0! | #DIV/0! | #DIV/0! | #DIV/0! | #DIV/0! | #DIV/0! | #DIV/0! | #DIV/0! | #DIV/0! | #DIV/0! | #DIV/0! | #DIV/0! | #DIV/0! | #DIV/0! | #DIV/0! | #DIV/0! | #DIV/0! | #DIV/0! | #DIV/0! | #DIV/0! | #DIV/0! | #DIV/0! | #DIV/0! | #DIV/0! | #DIV/0! | #DIV/0! | #DIV/0! | #DIV/0! | #DIV/0! | #DIV/0! | #DIV/0! | #DIV/0! | #DIV/0! | #DIV/0! | #DIV/0! | #DIV/0! | #DIV/0! | #DIV/0! | #DIV/0! | #DIV/0! | #DIV/0! | #DIV/0! | #DIV/0! | #DIV/0! | #DIV/0! | #DIV/0! | #DIV/0! | #DIV/0! | #DIV/0! | #DIV/0! | #DIV/0! | #DIV/0! | #DIV/0! | #DIV/0! | #DIV/0! | #DIV/0! | #DIV/0! | #DIV/0! | #DIV/0! | #DIV/0! | #DIV/0! | #DIV/0! | #DIV/0! | #DIV/0! | #DIV/0! | #DIV/0! | #DIV/0! | #DIV/0! | #DIV/0! | #DIV/0! | #DIV/0! | #DIV/0! | #DIV/0! | 31.2467 | 39.2039 | 38.7611 | 42.4579 | 39.9838 | 40.3061 | 35.6044 | 26.4052 | #DIV/0! | #DIV/0! | #DIV/0! | #DIV/0! | #DIV/0! | #DIV/0! | #DIV/0! | #DIV/0! | #DIV/0! | #DIV/0! | #DIV/0! | #DIV/0! | #DIV/0! | #DIV/0! | #DIV/0! | #DIV/0! | #DIV/0! | #DIV/0!
0 | 0 | 0 | 0 | 400 | 900 | #DIV/0! | #DIV/0! | -0.98585 | -7.1 | 46.486 | #DIV/0! | #DIV/0! | #DIV/0! | #DIV/0! | #DIV/0! | #DIV/0! | #DIV/0! | #DIV/0! | #DIV/0! | #DIV/0! | #DIV/0! | #DIV/0! | #DIV/0! | #DIV/0! | #DIV/0! | #DIV/0! | #DIV/0! | #DIV/0! | #DIV/0! | #DIV/0! | #DIV/0! | #DIV/0! | #DIV/0! | #DIV/0! | #DIV/0! | #DIV/0! | #DIV/0! | #DIV/0! | #DIV/0! | #DIV/0! | #DIV/0! | #DIV/0! | #DIV/0! | #DIV/0! | #DIV/0! | #DIV/0! | #DIV/0! | #DIV/0! | #DIV/0! | #DIV/0! | #DIV/0! | #DIV/0! | #DIV/0! | #DIV/0! | #DIV/0! | #DIV/0! | #DIV/0! | #DIV/0! | #DIV/0! | #DIV/0! | #DIV/0! | #DIV/0! | #DIV/0! | #DIV/0! | #DIV/0! | #DIV/0! | #DIV/0! | #DIV/0! | #DIV/0! | #DIV/0! | #DIV/0! | #DIV/0! | #DIV/0! | #DIV/0! | #DIV/0! | #DIV/0! | #DIV/0! | #DIV/0! | #DIV/0! | #DIV/0! | #DIV/0! | #DIV/0! | #DIV/0! | #DIV/0! | #DIV/0! | #DIV/0! | #DIV/0! | 31.2467 | 39.2039 | 38.7611 | 42.4579 | 39.9838 | 40.3061 | 35.6044 | 26.4052 | #DIV/0! | #DIV/0! | #DIV/0! | #DIV/0! | #DIV/0! | #DIV/0! | #DIV/0! | #DIV/0! | #DIV/0! | #DIV/0! | #DIV/0! | #DIV/0! | #DIV/0! | #DIV/0! | #DIV/0! | #DIV/0! | #DIV/0! | #DIV/0!
0 | 0 | 0 | 0 | 400 | 900 | #DIV/0! | #DIV/0! | -0.98585 | -7.1 | 46.486 | #DIV/0! | #DIV/0! | #DIV/0! | #DIV/0! | #DIV/0! | #DIV/0! | #DIV/0! | #DIV/0! | #DIV/0! | #DIV/0! | #DIV/0! | #DIV/0! | #DIV/0! | #DIV/0! | #DIV/0! | #DIV/0! | #DIV/0! | #DIV/0! | #DIV/0! | #DIV/0! | #DIV/0! | #DIV/0! | #DIV/0! | #DIV/0! | #DIV/0! | #DIV/0! | #DIV/0! | #DIV/0! | #DIV/0! | #DIV/0! | #DIV/0! | #DIV/0! | #DIV/0! | #DIV/0! | #DIV/0! | #DIV/0! | #DIV/0! | #DIV/0! | #DIV/0! | #DIV/0! | #DIV/0! | #DIV/0! | #DIV/0! | #DIV/0! | #DIV/0! | #DIV/0! | #DIV/0! | #DIV/0! | #DIV/0! | #DIV/0! | #DIV/0! | #DIV/0! | #DIV/0! | #DIV/0! | #DIV/0! | #DIV/0! | #DIV/0! | #DIV/0! | #DIV/0! | #DIV/0! | #DIV/0! | #DIV/0! | #DIV/0! | #DIV/0! | #DIV/0! | #DIV/0! | #DIV/0! | #DIV/0! | #DIV/0! | #DIV/0! | #DIV/0! | #DIV/0! | #DIV/0! | #DIV/0! | #DIV/0! | #DIV/0! | #DIV/0! | 31.2467 | 39.2039 | 38.7611 | 42.4579 | 39.9838 | 40.3061 | 35.6044 | 26.4052 | #DIV/0! | #DIV/0! | #DIV/0! | #DIV/0! | #DIV/0! | #DIV/0! | #DIV/0! | #DIV/0! | #DIV/0! | #DIV/0! | #DIV/0! | #DIV/0! | #DIV/0! | #DIV/0! | #DIV/0! | #DIV/0! | #DIV/0! | #DIV/0!
0 | 0 | 0 | 0 | 400 | 900 | #DIV/0! | #DIV/0! | -0.98585 | -7.1 | 46.486 | #DIV/0! | #DIV/0! | #DIV/0! | #DIV/0! | #DIV/0! | #DIV/0! | #DIV/0! | #DIV/0! | #DIV/0! | #DIV/0! | #DIV/0! | #DIV/0! | #DIV/0! | #DIV/0! | #DIV/0! | #DIV/0! | #DIV/0! | #DIV/0! | #DIV/0! | #DIV/0! | #DIV/0! | #DIV/0! | #DIV/0! | #DIV/0! | #DIV/0! | #DIV/0! | #DIV/0! | #DIV/0! | #DIV/0! | #DIV/0! | #DIV/0! | #DIV/0! | #DIV/0! | #DIV/0! | #DIV/0! | #DIV/0! | #DIV/0! | #DIV/0! | #DIV/0! | #DIV/0! | #DIV/0! | #DIV/0! | #DIV/0! | #DIV/0! | #DIV/0! | #DIV/0! | #DIV/0! | #DIV/0! | #DIV/0! | #DIV/0! | #DIV/0! | #DIV/0! | #DIV/0! | #DIV/0! | #DIV/0! | #DIV/0! | #DIV/0! | #DIV/0! | #DIV/0! | #DIV/0! | #DIV/0! | #DIV/0! | #DIV/0! | #DIV/0! | #DIV/0! | #DIV/0! | #DIV/0! | #DIV/0! | #DIV/0! | #DIV/0! | #DIV/0! | #DIV/0! | #DIV/0! | #DIV/0! | #DIV/0! | #DIV/0! | #DIV/0! | 31.2467 | 39.2039 | 38.7611 | 42.4579 | 39.9838 | 40.3061 | 35.6044 | 26.4052 | #DIV/0! | #DIV/0! | #DIV/0! | #DIV/0! | #DIV/0! | #DIV/0! | #DIV/0! | #DIV/0! | #DIV/0! | #DIV/0! | #DIV/0! | #DIV/0! | #DIV/0! | #DIV/0! | #DIV/0! | #DIV/0! | #DIV/0! | #DIV/0!
0 | 0 | 0 | 0 | 400 | 900 | #DIV/0! | #DIV/0! | -0.98585 | -7.1 | 46.486 | #DIV/0! | #DIV/0! | #DIV/0! | #DIV/0! | #DIV/0! | #DIV/0! | #DIV/0! | #DIV/0! | #DIV/0! | #DIV/0! | #DIV/0! | #DIV/0! | #DIV/0! | #DIV/0! | #DIV/0! | #DIV/0! | #DIV/0! | #DIV/0! | #DIV/0! | #DIV/0! | #DIV/0! | #DIV/0! | #DIV/0! | #DIV/0! | #DIV/0! | #DIV/0! | #DIV/0! | #DIV/0! | #DIV/0! | #DIV/0! | #DIV/0! | #DIV/0! | #DIV/0! | #DIV/0! | #DIV/0! | #DIV/0! | #DIV/0! | #DIV/0! | #DIV/0! | #DIV/0! | #DIV/0! | #DIV/0! | #DIV/0! | #DIV/0! | #DIV/0! | #DIV/0! | #DIV/0! | #DIV/0! | #DIV/0! | #DIV/0! | #DIV/0! | #DIV/0! | #DIV/0! | #DIV/0! | #DIV/0! | #DIV/0! | #DIV/0! | #DIV/0! | #DIV/0! | #DIV/0! | #DIV/0! | #DIV/0! | #DIV/0! | #DIV/0! | #DIV/0! | #DIV/0! | #DIV/0! | #DIV/0! | #DIV/0! | #DIV/0! | #DIV/0! | #DIV/0! | #DIV/0! | #DIV/0! | #DIV/0! | #DIV/0! | #DIV/0! | 31.2467 | 39.2039 | 38.7611 | 42.4579 | 39.9838 | 40.3061 | 35.6044 | 26.4052 | #DIV/0! | #DIV/0! | #DIV/0! | #DIV/0! | #DIV/0! | #DIV/0! | #DIV/0! | #DIV/0! | #DIV/0! | #DIV/0! | #DIV/0! | #DIV/0! | #DIV/0! | #DIV/0! | #DIV/0! | #DIV/0! | #DIV/0! | #DIV/0!
0 | 0 | 0 | 0 | 400 | 900 | #DIV/0! | #DIV/0! | -0.98585 | -7.1 | 46.486 | #DIV/0! | #DIV/0! | #DIV/0! | #DIV/0! | #DIV/0! | #DIV/0! | #DIV/0! | #DIV/0! | #DIV/0! | #DIV/0! | #DIV/0! | #DIV/0! | #DIV/0! | #DIV/0! | #DIV/0! | #DIV/0! | #DIV/0! | #DIV/0! | #DIV/0! | #DIV/0! | #DIV/0! | #DIV/0! | #DIV/0! | #DIV/0! | #DIV/0! | #DIV/0! | #DIV/0! | #DIV/0! | #DIV/0! | #DIV/0! | #DIV/0! | #DIV/0! | #DIV/0! | #DIV/0! | #DIV/0! | #DIV/0! | #DIV/0! | #DIV/0! | #DIV/0! | #DIV/0! | #DIV/0! | #DIV/0! | #DIV/0! | #DIV/0! | #DIV/0! | #DIV/0! | #DIV/0! | #DIV/0! | #DIV/0! | #DIV/0! | #DIV/0! | #DIV/0! | #DIV/0! | #DIV/0! | #DIV/0! | #DIV/0! | #DIV/0! | #DIV/0! | #DIV/0! | #DIV/0! | #DIV/0! | #DIV/0! | #DIV/0! | #DIV/0! | #DIV/0! | #DIV/0! | #DIV/0! | #DIV/0! | #DIV/0! | #DIV/0! | #DIV/0! | #DIV/0! | #DIV/0! | #DIV/0! | #DIV/0! | #DIV/0! | #DIV/0! | 31.2467 | 39.2039 | 38.7611 | 42.4579 | 39.9838 | 40.3061 | 35.6044 | 26.4052 | #DIV/0! | #DIV/0! | #DIV/0! | #DIV/0! | #DIV/0! | #DIV/0! | #DIV/0! | #DIV/0! | #DIV/0! | #DIV/0! | #DIV/0! | #DIV/0! | #DIV/0! | #DIV/0! | #DIV/0! | #DIV/0! | #DIV/0! | #DIV/0!
0 | 0 | 0 | 0 | 400 | 900 | #DIV/0! | #DIV/0! | -0.98585 | -7.1 | 46.486 | #DIV/0! | #DIV/0! | #DIV/0! | #DIV/0! | #DIV/0! | #DIV/0! | #DIV/0! | #DIV/0! | #DIV/0! | #DIV/0! | #DIV/0! | #DIV/0! | #DIV/0! | #DIV/0! | #DIV/0! | #DIV/0! | #DIV/0! | #DIV/0! | #DIV/0! | #DIV/0! | #DIV/0! | #DIV/0! | #DIV/0! | #DIV/0! | #DIV/0! | #DIV/0! | #DIV/0! | #DIV/0! | #DIV/0! | #DIV/0! | #DIV/0! | #DIV/0! | #DIV/0! | #DIV/0! | #DIV/0! | #DIV/0! | #DIV/0! | #DIV/0! | #DIV/0! | #DIV/0! | #DIV/0! | #DIV/0! | #DIV/0! | #DIV/0! | #DIV/0! | #DIV/0! | #DIV/0! | #DIV/0! | #DIV/0! | #DIV/0! | #DIV/0! | #DIV/0! | #DIV/0! | #DIV/0! | #DIV/0! | #DIV/0! | #DIV/0! | #DIV/0! | #DIV/0! | #DIV/0! | #DIV/0! | #DIV/0! | #DIV/0! | #DIV/0! | #DIV/0! | #DIV/0! | #DIV/0! | #DIV/0! | #DIV/0! | #DIV/0! | #DIV/0! | #DIV/0! | #DIV/0! | #DIV/0! | #DIV/0! | #DIV/0! | #DIV/0! | 31.2467 | 39.2039 | 38.7611 | 42.4579 | 39.9838 | 40.3061 | 35.6044 | 26.4052 | #DIV/0! | #DIV/0! | #DIV/0! | #DIV/0! | #DIV/0! | #DIV/0! | #DIV/0! | #DIV/0! | #DIV/0! | #DIV/0! | #DIV/0! | #DIV/0! | #DIV/0! | #DIV/0! | #DIV/0! | #DIV/0! | #DIV/0! | #DIV/0!
0 | 0 | 0 | 0 | 400 | 900 | #DIV/0! | #DIV/0! | -0.98585 | -7.1 | 46.486 | #DIV/0! | #DIV/0! | #DIV/0! | #DIV/0! | #DIV/0! | #DIV/0! | #DIV/0! | #DIV/0! | #DIV/0! | #DIV/0! | #DIV/0! | #DIV/0! | #DIV/0! | #DIV/0! | #DIV/0! | #DIV/0! | #DIV/0! | #DIV/0! | #DIV/0! | #DIV/0! | #DIV/0! | #DIV/0! | #DIV/0! | #DIV/0! | #DIV/0! | #DIV/0! | #DIV/0! | #DIV/0! | #DIV/0! | #DIV/0! | #DIV/0! | #DIV/0! | #DIV/0! | #DIV/0! | #DIV/0! | #DIV/0! | #DIV/0! | #DIV/0! | #DIV/0! | #DIV/0! | #DIV/0! | #DIV/0! | #DIV/0! | #DIV/0! | #DIV/0! | #DIV/0! | #DIV/0! | #DIV/0! | #DIV/0! | #DIV/0! | #DIV/0! | #DIV/0! | #DIV/0! | #DIV/0! | #DIV/0! | #DIV/0! | #DIV/0! | #DIV/0! | #DIV/0! | #DIV/0! | #DIV/0! | #DIV/0! | #DIV/0! | #DIV/0! | #DIV/0! | #DIV/0! | #DIV/0! | #DIV/0! | #DIV/0! | #DIV/0! | #DIV/0! | #DIV/0! | #DIV/0! | #DIV/0! | #DIV/0! | #DIV/0! | #DIV/0! | 31.2467 | 39.2039 | 38.7611 | 42.4579 | 39.9838 | 40.3061 | 35.6044 | 26.4052 | #DIV/0! | #DIV/0! | #DIV/0! | #DIV/0! | #DIV/0! | #DIV/0! | #DIV/0! | #DIV/0! | #DIV/0! | #DIV/0! | #DIV/0! | #DIV/0! | #DIV/0! | #DIV/0! | #DIV/0! | #DIV/0! | #DIV/0! | #DIV/0!
0 | 0 | 0 | 0 | 400 | 900 | #DIV/0! | #DIV/0! | -0.98585 | -7.1 | 46.486 | #DIV/0! | #DIV/0! | #DIV/0! | #DIV/0! | #DIV/0! | #DIV/0! | #DIV/0! | #DIV/0! | #DIV/0! | #DIV/0! | #DIV/0! | #DIV/0! | #DIV/0! | #DIV/0! | #DIV/0! | #DIV/0! | #DIV/0! | #DIV/0! | #DIV/0! | #DIV/0! | #DIV/0! | #DIV/0! | #DIV/0! | #DIV/0! | #DIV/0! | #DIV/0! | #DIV/0! | #DIV/0! | #DIV/0! | #DIV/0! | #DIV/0! | #DIV/0! | #DIV/0! | #DIV/0! | #DIV/0! | #DIV/0! | #DIV/0! | #DIV/0! | #DIV/0! | #DIV/0! | #DIV/0! | #DIV/0! | #DIV/0! | #DIV/0! | #DIV/0! | #DIV/0! | #DIV/0! | #DIV/0! | #DIV/0! | #DIV/0! | #DIV/0! | #DIV/0! | #DIV/0! | #DIV/0! | #DIV/0! | #DIV/0! | #DIV/0! | #DIV/0! | #DIV/0! | #DIV/0! | #DIV/0! | #DIV/0! | #DIV/0! | #DIV/0! | #DIV/0! | #DIV/0! | #DIV/0! | #DIV/0! | #DIV/0! | #DIV/0! | #DIV/0! | #DIV/0! | #DIV/0! | #DIV/0! | #DIV/0! | #DIV/0! | #DIV/0! | 31.2467 | 39.2039 | 38.7611 | 42.4579 | 39.9838 | 40.3061 | 35.6044 | 26.4052 | #DIV/0! | #DIV/0! | #DIV/0! | #DIV/0! | #DIV/0! | #DIV/0! | #DIV/0! | #DIV/0! | #DIV/0! | #DIV/0! | #DIV/0! | #DIV/0! | #DIV/0! | #DIV/0! | #DIV/0! | #DIV/0! | #DIV/0! | #DIV/0!
0 | 0 | 0 | 0 | 400 | 900 | #DIV/0! | #DIV/0! | -0.98585 | -7.1 | 46.486 | #DIV/0! | #DIV/0! | #DIV/0! | #DIV/0! | #DIV/0! | #DIV/0! | #DIV/0! | #DIV/0! | #DIV/0! | #DIV/0! | #DIV/0! | #DIV/0! | #DIV/0! | #DIV/0! | #DIV/0! | #DIV/0! | #DIV/0! | #DIV/0! | #DIV/0! | #DIV/0! | #DIV/0! | #DIV/0! | #DIV/0! | #DIV/0! | #DIV/0! | #DIV/0! | #DIV/0! | #DIV/0! | #DIV/0! | #DIV/0! | #DIV/0! | #DIV/0! | #DIV/0! | #DIV/0! | #DIV/0! | #DIV/0! | #DIV/0! | #DIV/0! | #DIV/0! | #DIV/0! | #DIV/0! | #DIV/0! | #DIV/0! | #DIV/0! | #DIV/0! | #DIV/0! | #DIV/0! | #DIV/0! | #DIV/0! | #DIV/0! | #DIV/0! | #DIV/0! | #DIV/0! | #DIV/0! | #DIV/0! | #DIV/0! | #DIV/0! | #DIV/0! | #DIV/0! | #DIV/0! | #DIV/0! | #DIV/0! | #DIV/0! | #DIV/0! | #DIV/0! | #DIV/0! | #DIV/0! | #DIV/0! | #DIV/0! | #DIV/0! | #DIV/0! | #DIV/0! | #DIV/0! | #DIV/0! | #DIV/0! | #DIV/0! | #DIV/0! | 31.2467 | 39.2039 | 38.7611 | 42.4579 | 39.9838 | 40.3061 | 35.6044 | 26.4052 | #DIV/0! | #DIV/0! | #DIV/0! | #DIV/0! | #DIV/0! | #DIV/0! | #DIV/0! | #DIV/0! | #DIV/0! | #DIV/0! | #DIV/0! | #DIV/0! | #DIV/0! | #DIV/0! | #DIV/0! | #DIV/0! | #DIV/0! | #DIV/0!
0 | 0 | 0 | 0 | 400 | 900 | #DIV/0! | #DIV/0! | -0.98585 | -7.1 | 46.486 | #DIV/0! | #DIV/0! | #DIV/0! | #DIV/0! | #DIV/0! | #DIV/0! | #DIV/0! | #DIV/0! | #DIV/0! | #DIV/0! | #DIV/0! | #DIV/0! | #DIV/0! | #DIV/0! | #DIV/0! | #DIV/0! | #DIV/0! | #DIV/0! | #DIV/0! | #DIV/0! | #DIV/0! | #DIV/0! | #DIV/0! | #DIV/0! | #DIV/0! | #DIV/0! | #DIV/0! | #DIV/0! | #DIV/0! | #DIV/0! | #DIV/0! | #DIV/0! | #DIV/0! | #DIV/0! | #DIV/0! | #DIV/0! | #DIV/0! | #DIV/0! | #DIV/0! | #DIV/0! | #DIV/0! | #DIV/0! | #DIV/0! | #DIV/0! | #DIV/0! | #DIV/0! | #DIV/0! | #DIV/0! | #DIV/0! | #DIV/0! | #DIV/0! | #DIV/0! | #DIV/0! | #DIV/0! | #DIV/0! | #DIV/0! | #DIV/0! | #DIV/0! | #DIV/0! | #DIV/0! | #DIV/0! | #DIV/0! | #DIV/0! | #DIV/0! | #DIV/0! | #DIV/0! | #DIV/0! | #DIV/0! | #DIV/0! | #DIV/0! | #DIV/0! | #DIV/0! | #DIV/0! | #DIV/0! | #DIV/0! | #DIV/0! | #DIV/0! | 31.2467 | 39.2039 | 38.7611 | 42.4579 | 39.9838 | 40.3061 | 35.6044 | 26.4052 | #DIV/0! | #DIV/0! | #DIV/0! | #DIV/0! | #DIV/0! | #DIV/0! | #DIV/0! | #DIV/0! | #DIV/0! | #DIV/0! | #DIV/0! | #DIV/0! | #DIV/0! | #DIV/0! | #DIV/0! | #DIV/0! | #DIV/0! | #DIV/0!
0 | 0 | 0 | 0 | 400 | 900 | #DIV/0! | #DIV/0! | -0.98585 | -7.1 | 46.486 | #DIV/0! | #DIV/0! | #DIV/0! | #DIV/0! | #DIV/0! | #DIV/0! | #DIV/0! | #DIV/0! | #DIV/0! | #DIV/0! | #DIV/0! | #DIV/0! | #DIV/0! | #DIV/0! | #DIV/0! | #DIV/0! | #DIV/0! | #DIV/0! | #DIV/0! | #DIV/0! | #DIV/0! | #DIV/0! | #DIV/0! | #DIV/0! | #DIV/0! | #DIV/0! | #DIV/0! | #DIV/0! | #DIV/0! | #DIV/0! | #DIV/0! | #DIV/0! | #DIV/0! | #DIV/0! | #DIV/0! | #DIV/0! | #DIV/0! | #DIV/0! | #DIV/0! | #DIV/0! | #DIV/0! | #DIV/0! | #DIV/0! | #DIV/0! | #DIV/0! | #DIV/0! | #DIV/0! | #DIV/0! | #DIV/0! | #DIV/0! | #DIV/0! | #DIV/0! | #DIV/0! | #DIV/0! | #DIV/0! | #DIV/0! | #DIV/0! | #DIV/0! | #DIV/0! | #DIV/0! | #DIV/0! | #DIV/0! | #DIV/0! | #DIV/0! | #DIV/0! | #DIV/0! | #DIV/0! | #DIV/0! | #DIV/0! | #DIV/0! | #DIV/0! | #DIV/0! | #DIV/0! | #DIV/0! | #DIV/0! | #DIV/0! | #DIV/0! | 31.2467 | 39.2039 | 38.7611 | 42.4579 | 39.9838 | 40.3061 | 35.6044 | 26.4052 | #DIV/0! | #DIV/0! | #DIV/0! | #DIV/0! | #DIV/0! | #DIV/0! | #DIV/0! | #DIV/0! | #DIV/0! | #DIV/0! | #DIV/0! | #DIV/0! | #DIV/0! | #DIV/0! | #DIV/0! | #DIV/0! | #DIV/0! | #DIV/0!
0 | 0 | 0 | 0 | 400 | 900 | #DIV/0! | #DIV/0! | -0.98585 | -7.1 | 46.486 | #DIV/0! | #DIV/0! | #DIV/0! | #DIV/0! | #DIV/0! | #DIV/0! | #DIV/0! | #DIV/0! | #DIV/0! | #DIV/0! | #DIV/0! | #DIV/0! | #DIV/0! | #DIV/0! | #DIV/0! | #DIV/0! | #DIV/0! | #DIV/0! | #DIV/0! | #DIV/0! | #DIV/0! | #DIV/0! | #DIV/0! | #DIV/0! | #DIV/0! | #DIV/0! | #DIV/0! | #DIV/0! | #DIV/0! | #DIV/0! | #DIV/0! | #DIV/0! | #DIV/0! | #DIV/0! | #DIV/0! | #DIV/0! | #DIV/0! | #DIV/0! | #DIV/0! | #DIV/0! | #DIV/0! | #DIV/0! | #DIV/0! | #DIV/0! | #DIV/0! | #DIV/0! | #DIV/0! | #DIV/0! | #DIV/0! | #DIV/0! | #DIV/0! | #DIV/0! | #DIV/0! | #DIV/0! | #DIV/0! | #DIV/0! | #DIV/0! | #DIV/0! | #DIV/0! | #DIV/0! | #DIV/0! | #DIV/0! | #DIV/0! | #DIV/0! | #DIV/0! | #DIV/0! | #DIV/0! | #DIV/0! | #DIV/0! | #DIV/0! | #DIV/0! | #DIV/0! | #DIV/0! | #DIV/0! | #DIV/0! | #DIV/0! | #DIV/0! | 31.2467 | 39.2039 | 38.7611 | 42.4579 | 39.9838 | 40.3061 | 35.6044 | 26.4052 | #DIV/0! | #DIV/0! | #DIV/0! | #DIV/0! | #DIV/0! | #DIV/0! | #DIV/0! | #DIV/0! | #DIV/0! | #DIV/0! | #DIV/0! | #DIV/0! | #DIV/0! | #DIV/0! | #DIV/0! | #DIV/0! | #DIV/0! | #DIV/0!
0 | 0 | 0 | 0 | 400 | 900 | #DIV/0! | #DIV/0! | -0.98585 | -7.1 | 46.486 | #DIV/0! | #DIV/0! | #DIV/0! | #DIV/0! | #DIV/0! | #DIV/0! | #DIV/0! | #DIV/0! | #DIV/0! | #DIV/0! | #DIV/0! | #DIV/0! | #DIV/0! | #DIV/0! | #DIV/0! | #DIV/0! | #DIV/0! | #DIV/0! | #DIV/0! | #DIV/0! | #DIV/0! | #DIV/0! | #DIV/0! | #DIV/0! | #DIV/0! | #DIV/0! | #DIV/0! | #DIV/0! | #DIV/0! | #DIV/0! | #DIV/0! | #DIV/0! | #DIV/0! | #DIV/0! | #DIV/0! | #DIV/0! | #DIV/0! | #DIV/0! | #DIV/0! | #DIV/0! | #DIV/0! | #DIV/0! | #DIV/0! | #DIV/0! | #DIV/0! | #DIV/0! | #DIV/0! | #DIV/0! | #DIV/0! | #DIV/0! | #DIV/0! | #DIV/0! | #DIV/0! | #DIV/0! | #DIV/0! | #DIV/0! | #DIV/0! | #DIV/0! | #DIV/0! | #DIV/0! | #DIV/0! | #DIV/0! | #DIV/0! | #DIV/0! | #DIV/0! | #DIV/0! | #DIV/0! | #DIV/0! | #DIV/0! | #DIV/0! | #DIV/0! | #DIV/0! | #DIV/0! | #DIV/0! | #DIV/0! | #DIV/0! | #DIV/0! | 31.2467 | 39.2039 | 38.7611 | 42.4579 | 39.9838 | 40.3061 | 35.6044 | 26.4052 | #DIV/0! | #DIV/0! | #DIV/0! | #DIV/0! | #DIV/0! | #DIV/0! | #DIV/0! | #DIV/0! | #DIV/0! | #DIV/0! | #DIV/0! | #DIV/0! | #DIV/0! | #DIV/0! | #DIV/0! | #DIV/0! | #DIV/0! | #DIV/0!
0 | 0 | 0 | 0 | 400 | 900 | #DIV/0! | #DIV/0! | -0.98585 | -7.1 | 46.486 | #DIV/0! | #DIV/0! | #DIV/0! | #DIV/0! | #DIV/0! | #DIV/0! | #DIV/0! | #DIV/0! | #DIV/0! | #DIV/0! | #DIV/0! | #DIV/0! | #DIV/0! | #DIV/0! | #DIV/0! | #DIV/0! | #DIV/0! | #DIV/0! | #DIV/0! | #DIV/0! | #DIV/0! | #DIV/0! | #DIV/0! | #DIV/0! | #DIV/0! | #DIV/0! | #DIV/0! | #DIV/0! | #DIV/0! | #DIV/0! | #DIV/0! | #DIV/0! | #DIV/0! | #DIV/0! | #DIV/0! | #DIV/0! | #DIV/0! | #DIV/0! | #DIV/0! | #DIV/0! | #DIV/0! | #DIV/0! | #DIV/0! | #DIV/0! | #DIV/0! | #DIV/0! | #DIV/0! | #DIV/0! | #DIV/0! | #DIV/0! | #DIV/0! | #DIV/0! | #DIV/0! | #DIV/0! | #DIV/0! | #DIV/0! | #DIV/0! | #DIV/0! | #DIV/0! | #DIV/0! | #DIV/0! | #DIV/0! | #DIV/0! | #DIV/0! | #DIV/0! | #DIV/0! | #DIV/0! | #DIV/0! | #DIV/0! | #DIV/0! | #DIV/0! | #DIV/0! | #DIV/0! | #DIV/0! | #DIV/0! | #DIV/0! | #DIV/0! | 31.2467 | 39.2039 | 38.7611 | 42.4579 | 39.9838 | 40.3061 | 35.6044 | 26.4052 | #DIV/0! | #DIV/0! | #DIV/0! | #DIV/0! | #DIV/0! | #DIV/0! | #DIV/0! | #DIV/0! | #DIV/0! | #DIV/0! | #DIV/0! | #DIV/0! | #DIV/0! | #DIV/0! | #DIV/0! | #DIV/0! | #DIV/0! | #DIV/0!
0 | 0 | 0 | 0 | 400 | 900 | #DIV/0! | #DIV/0! | -0.98585 | -7.1 | 46.486 | #DIV/0! | #DIV/0! | #DIV/0! | #DIV/0! | #DIV/0! | #DIV/0! | #DIV/0! | #DIV/0! | #DIV/0! | #DIV/0! | #DIV/0! | #DIV/0! | #DIV/0! | #DIV/0! | #DIV/0! | #DIV/0! | #DIV/0! | #DIV/0! | #DIV/0! | #DIV/0! | #DIV/0! | #DIV/0! | #DIV/0! | #DIV/0! | #DIV/0! | #DIV/0! | #DIV/0! | #DIV/0! | #DIV/0! | #DIV/0! | #DIV/0! | #DIV/0! | #DIV/0! | #DIV/0! | #DIV/0! | #DIV/0! | #DIV/0! | #DIV/0! | #DIV/0! | #DIV/0! | #DIV/0! | #DIV/0! | #DIV/0! | #DIV/0! | #DIV/0! | #DIV/0! | #DIV/0! | #DIV/0! | #DIV/0! | #DIV/0! | #DIV/0! | #DIV/0! | #DIV/0! | #DIV/0! | #DIV/0! | #DIV/0! | #DIV/0! | #DIV/0! | #DIV/0! | #DIV/0! | #DIV/0! | #DIV/0! | #DIV/0! | #DIV/0! | #DIV/0! | #DIV/0! | #DIV/0! | #DIV/0! | #DIV/0! | #DIV/0! | #DIV/0! | #DIV/0! | #DIV/0! | #DIV/0! | #DIV/0! | #DIV/0! | #DIV/0! | 31.2467 | 39.2039 | 38.7611 | 42.4579 | 39.9838 | 40.3061 | 35.6044 | 26.4052 | #DIV/0! | #DIV/0! | #DIV/0! | #DIV/0! | #DIV/0! | #DIV/0! | #DIV/0! | #DIV/0! | #DIV/0! | #DIV/0! | #DIV/0! | #DIV/0! | #DIV/0! | #DIV/0! | #DIV/0! | #DIV/0! | #DIV/0! | #DIV/0!
0 | 0 | 0 | 0 | 400 | 900 | #DIV/0! | #DIV/0! | -0.98585 | -7.1 | 46.486 | #DIV/0! | #DIV/0! | #DIV/0! | #DIV/0! | #DIV/0! | #DIV/0! | #DIV/0! | #DIV/0! | #DIV/0! | #DIV/0! | #DIV/0! | #DIV/0! | #DIV/0! | #DIV/0! | #DIV/0! | #DIV/0! | #DIV/0! | #DIV/0! | #DIV/0! | #DIV/0! | #DIV/0! | #DIV/0! | #DIV/0! | #DIV/0! | #DIV/0! | #DIV/0! | #DIV/0! | #DIV/0! | #DIV/0! | #DIV/0! | #DIV/0! | #DIV/0! | #DIV/0! | #DIV/0! | #DIV/0! | #DIV/0! | #DIV/0! | #DIV/0! | #DIV/0! | #DIV/0! | #DIV/0! | #DIV/0! | #DIV/0! | #DIV/0! | #DIV/0! | #DIV/0! | #DIV/0! | #DIV/0! | #DIV/0! | #DIV/0! | #DIV/0! | #DIV/0! | #DIV/0! | #DIV/0! | #DIV/0! | #DIV/0! | #DIV/0! | #DIV/0! | #DIV/0! | #DIV/0! | #DIV/0! | #DIV/0! | #DIV/0! | #DIV/0! | #DIV/0! | #DIV/0! | #DIV/0! | #DIV/0! | #DIV/0! | #DIV/0! | #DIV/0! | #DIV/0! | #DIV/0! | #DIV/0! | #DIV/0! | #DIV/0! | #DIV/0! | 31.2467 | 39.2039 | 38.7611 | 42.4579 | 39.9838 | 40.3061 | 35.6044 | 26.4052 | #DIV/0! | #DIV/0! | #DIV/0! | #DIV/0! | #DIV/0! | #DIV/0! | #DIV/0! | #DIV/0! | #DIV/0! | #DIV/0! | #DIV/0! | #DIV/0! | #DIV/0! | #DIV/0! | #DIV/0! | #DIV/0! | #DIV/0! | #DIV/0!
0 | 0 | 0 | 0 | 400 | 900 | #DIV/0! | #DIV/0! | -0.98585 | -7.1 | 46.486 | #DIV/0! | #DIV/0! | #DIV/0! | #DIV/0! | #DIV/0! | #DIV/0! | #DIV/0! | #DIV/0! | #DIV/0! | #DIV/0! | #DIV/0! | #DIV/0! | #DIV/0! | #DIV/0! | #DIV/0! | #DIV/0! | #DIV/0! | #DIV/0! | #DIV/0! | #DIV/0! | #DIV/0! | #DIV/0! | #DIV/0! | #DIV/0! | #DIV/0! | #DIV/0! | #DIV/0! | #DIV/0! | #DIV/0! | #DIV/0! | #DIV/0! | #DIV/0! | #DIV/0! | #DIV/0! | #DIV/0! | #DIV/0! | #DIV/0! | #DIV/0! | #DIV/0! | #DIV/0! | #DIV/0! | #DIV/0! | #DIV/0! | #DIV/0! | #DIV/0! | #DIV/0! | #DIV/0! | #DIV/0! | #DIV/0! | #DIV/0! | #DIV/0! | #DIV/0! | #DIV/0! | #DIV/0! | #DIV/0! | #DIV/0! | #DIV/0! | #DIV/0! | #DIV/0! | #DIV/0! | #DIV/0! | #DIV/0! | #DIV/0! | #DIV/0! | #DIV/0! | #DIV/0! | #DIV/0! | #DIV/0! | #DIV/0! | #DIV/0! | #DIV/0! | #DIV/0! | #DIV/0! | #DIV/0! | #DIV/0! | #DIV/0! | #DIV/0! | 31.2467 | 39.2039 | 38.7611 | 42.4579 | 39.9838 | 40.3061 | 35.6044 | 26.4052 | #DIV/0! | #DIV/0! | #DIV/0! | #DIV/0! | #DIV/0! | #DIV/0! | #DIV/0! | #DIV/0! | #DIV/0! | #DIV/0! | #DIV/0! | #DIV/0! | #DIV/0! | #DIV/0! | #DIV/0! | #DIV/0! | #DIV/0! | #DIV/0!
0 | 0 | 0 | 0 | 400 | 900 | #DIV/0! | #DIV/0! | -0.98585 | -7.1 | 46.486 | #DIV/0! | #DIV/0! | #DIV/0! | #DIV/0! | #DIV/0! | #DIV/0! | #DIV/0! | #DIV/0! | #DIV/0! | #DIV/0! | #DIV/0! | #DIV/0! | #DIV/0! | #DIV/0! | #DIV/0! | #DIV/0! | #DIV/0! | #DIV/0! | #DIV/0! | #DIV/0! | #DIV/0! | #DIV/0! | #DIV/0! | #DIV/0! | #DIV/0! | #DIV/0! | #DIV/0! | #DIV/0! | #DIV/0! | #DIV/0! | #DIV/0! | #DIV/0! | #DIV/0! | #DIV/0! | #DIV/0! | #DIV/0! | #DIV/0! | #DIV/0! | #DIV/0! | #DIV/0! | #DIV/0! | #DIV/0! | #DIV/0! | #DIV/0! | #DIV/0! | #DIV/0! | #DIV/0! | #DIV/0! | #DIV/0! | #DIV/0! | #DIV/0! | #DIV/0! | #DIV/0! | #DIV/0! | #DIV/0! | #DIV/0! | #DIV/0! | #DIV/0! | #DIV/0! | #DIV/0! | #DIV/0! | #DIV/0! | #DIV/0! | #DIV/0! | #DIV/0! | #DIV/0! | #DIV/0! | #DIV/0! | #DIV/0! | #DIV/0! | #DIV/0! | #DIV/0! | #DIV/0! | #DIV/0! | #DIV/0! | #DIV/0! | #DIV/0! | 31.2467 | 39.2039 | 38.7611 | 42.4579 | 39.9838 | 40.3061 | 35.6044 | 26.4052 | #DIV/0! | #DIV/0! | #DIV/0! | #DIV/0! | #DIV/0! | #DIV/0! | #DIV/0! | #DIV/0! | #DIV/0! | #DIV/0! | #DIV/0! | #DIV/0! | #DIV/0! | #DIV/0! | #DIV/0! | #DIV/0! | #DIV/0! | #DIV/0!
0 | 0 | 0 | 0 | 400 | 900 | #DIV/0! | #DIV/0! | -0.98585 | -7.1 | 46.486 | #DIV/0! | #DIV/0! | #DIV/0! | #DIV/0! | #DIV/0! | #DIV/0! | #DIV/0! | #DIV/0! | #DIV/0! | #DIV/0! | #DIV/0! | #DIV/0! | #DIV/0! | #DIV/0! | #DIV/0! | #DIV/0! | #DIV/0! | #DIV/0! | #DIV/0! | #DIV/0! | #DIV/0! | #DIV/0! | #DIV/0! | #DIV/0! | #DIV/0! | #DIV/0! | #DIV/0! | #DIV/0! | #DIV/0! | #DIV/0! | #DIV/0! | #DIV/0! | #DIV/0! | #DIV/0! | #DIV/0! | #DIV/0! | #DIV/0! | #DIV/0! | #DIV/0! | #DIV/0! | #DIV/0! | #DIV/0! | #DIV/0! | #DIV/0! | #DIV/0! | #DIV/0! | #DIV/0! | #DIV/0! | #DIV/0! | #DIV/0! | #DIV/0! | #DIV/0! | #DIV/0! | #DIV/0! | #DIV/0! | #DIV/0! | #DIV/0! | #DIV/0! | #DIV/0! | #DIV/0! | #DIV/0! | #DIV/0! | #DIV/0! | #DIV/0! | #DIV/0! | #DIV/0! | #DIV/0! | #DIV/0! | #DIV/0! | #DIV/0! | #DIV/0! | #DIV/0! | #DIV/0! | #DIV/0! | #DIV/0! | #DIV/0! | #DIV/0! | 31.2467 | 39.2039 | 38.7611 | 42.4579 | 39.9838 | 40.3061 | 35.6044 | 26.4052 | #DIV/0! | #DIV/0! | #DIV/0! | #DIV/0! | #DIV/0! | #DIV/0! | #DIV/0! | #DIV/0! | #DIV/0! | #DIV/0! | #DIV/0! | #DIV/0! | #DIV/0! | #DIV/0! | #DIV/0! | #DIV/0! | #DIV/0! | #DIV/0!
0 | 0 | 0 | 0 | 400 | 900 | #DIV/0! | #DIV/0! | -0.98585 | -7.1 | 46.486 | #DIV/0! | #DIV/0! | #DIV/0! | #DIV/0! | #DIV/0! | #DIV/0! | #DIV/0! | #DIV/0! | #DIV/0! | #DIV/0! | #DIV/0! | #DIV/0! | #DIV/0! | #DIV/0! | #DIV/0! | #DIV/0! | #DIV/0! | #DIV/0! | #DIV/0! | #DIV/0! | #DIV/0! | #DIV/0! | #DIV/0! | #DIV/0! | #DIV/0! | #DIV/0! | #DIV/0! | #DIV/0! | #DIV/0! | #DIV/0! | #DIV/0! | #DIV/0! | #DIV/0! | #DIV/0! | #DIV/0! | #DIV/0! | #DIV/0! | #DIV/0! | #DIV/0! | #DIV/0! | #DIV/0! | #DIV/0! | #DIV/0! | #DIV/0! | #DIV/0! | #DIV/0! | #DIV/0! | #DIV/0! | #DIV/0! | #DIV/0! | #DIV/0! | #DIV/0! | #DIV/0! | #DIV/0! | #DIV/0! | #DIV/0! | #DIV/0! | #DIV/0! | #DIV/0! | #DIV/0! | #DIV/0! | #DIV/0! | #DIV/0! | #DIV/0! | #DIV/0! | #DIV/0! | #DIV/0! | #DIV/0! | #DIV/0! | #DIV/0! | #DIV/0! | #DIV/0! | #DIV/0! | #DIV/0! | #DIV/0! | #DIV/0! | #DIV/0! | 31.2467 | 39.2039 | 38.7611 | 42.4579 | 39.9838 | 40.3061 | 35.6044 | 26.4052 | #DIV/0! | #DIV/0! | #DIV/0! | #DIV/0! | #DIV/0! | #DIV/0! | #DIV/0! | #DIV/0! | #DIV/0! | #DIV/0! | #DIV/0! | #DIV/0! | #DIV/0! | #DIV/0! | #DIV/0! | #DIV/0! | #DIV/0! | #DIV/0!
0 | 0 | 0 | 0 | 400 | 900 | #DIV/0! | #DIV/0! | -0.98585 | -7.1 | 46.486 | #DIV/0! | #DIV/0! | #DIV/0! | #DIV/0! | #DIV/0! | #DIV/0! | #DIV/0! | #DIV/0! | #DIV/0! | #DIV/0! | #DIV/0! | #DIV/0! | #DIV/0! | #DIV/0! | #DIV/0! | #DIV/0! | #DIV/0! | #DIV/0! | #DIV/0! | #DIV/0! | #DIV/0! | #DIV/0! | #DIV/0! | #DIV/0! | #DIV/0! | #DIV/0! | #DIV/0! | #DIV/0! | #DIV/0! | #DIV/0! | #DIV/0! | #DIV/0! | #DIV/0! | #DIV/0! | #DIV/0! | #DIV/0! | #DIV/0! | #DIV/0! | #DIV/0! | #DIV/0! | #DIV/0! | #DIV/0! | #DIV/0! | #DIV/0! | #DIV/0! | #DIV/0! | #DIV/0! | #DIV/0! | #DIV/0! | #DIV/0! | #DIV/0! | #DIV/0! | #DIV/0! | #DIV/0! | #DIV/0! | #DIV/0! | #DIV/0! | #DIV/0! | #DIV/0! | #DIV/0! | #DIV/0! | #DIV/0! | #DIV/0! | #DIV/0! | #DIV/0! | #DIV/0! | #DIV/0! | #DIV/0! | #DIV/0! | #DIV/0! | #DIV/0! | #DIV/0! | #DIV/0! | #DIV/0! | #DIV/0! | #DIV/0! | #DIV/0! | 31.2467 | 39.2039 | 38.7611 | 42.4579 | 39.9838 | 40.3061 | 35.6044 | 26.4052 | #DIV/0! | #DIV/0! | #DIV/0! | #DIV/0! | #DIV/0! | #DIV/0! | #DIV/0! | #DIV/0! | #DIV/0! | #DIV/0! | #DIV/0! | #DIV/0! | #DIV/0! | #DIV/0! | #DIV/0! | #DIV/0! | #DIV/0! | #DIV/0!
0 | 0 | 0 | 0 | 400 | 900 | #DIV/0! | #DIV/0! | -0.98585 | -7.1 | 46.486 | #DIV/0! | #DIV/0! | #DIV/0! | #DIV/0! | #DIV/0! | #DIV/0! | #DIV/0! | #DIV/0! | #DIV/0! | #DIV/0! | #DIV/0! | #DIV/0! | #DIV/0! | #DIV/0! | #DIV/0! | #DIV/0! | #DIV/0! | #DIV/0! | #DIV/0! | #DIV/0! | #DIV/0! | #DIV/0! | #DIV/0! | #DIV/0! | #DIV/0! | #DIV/0! | #DIV/0! | #DIV/0! | #DIV/0! | #DIV/0! | #DIV/0! | #DIV/0! | #DIV/0! | #DIV/0! | #DIV/0! | #DIV/0! | #DIV/0! | #DIV/0! | #DIV/0! | #DIV/0! | #DIV/0! | #DIV/0! | #DIV/0! | #DIV/0! | #DIV/0! | #DIV/0! | #DIV/0! | #DIV/0! | #DIV/0! | #DIV/0! | #DIV/0! | #DIV/0! | #DIV/0! | #DIV/0! | #DIV/0! | #DIV/0! | #DIV/0! | #DIV/0! | #DIV/0! | #DIV/0! | #DIV/0! | #DIV/0! | #DIV/0! | #DIV/0! | #DIV/0! | #DIV/0! | #DIV/0! | #DIV/0! | #DIV/0! | #DIV/0! | #DIV/0! | #DIV/0! | #DIV/0! | #DIV/0! | #DIV/0! | #DIV/0! | #DIV/0! | 31.2467 | 39.2039 | 38.7611 | 42.4579 | 39.9838 | 40.3061 | 35.6044 | 26.4052 | #DIV/0! | #DIV/0! | #DIV/0! | #DIV/0! | #DIV/0! | #DIV/0! | #DIV/0! | #DIV/0! | #DIV/0! | #DIV/0! | #DIV/0! | #DIV/0! | #DIV/0! | #DIV/0! | #DIV/0! | #DIV/0! | #DIV/0! | #DIV/0!
0 | 0 | 0 | 0 | 400 | 900 | #DIV/0! | #DIV/0! | -0.98585 | -7.1 | 46.486 | #DIV/0! | #DIV/0! | #DIV/0! | #DIV/0! | #DIV/0! | #DIV/0! | #DIV/0! | #DIV/0! | #DIV/0! | #DIV/0! | #DIV/0! | #DIV/0! | #DIV/0! | #DIV/0! | #DIV/0! | #DIV/0! | #DIV/0! | #DIV/0! | #DIV/0! | #DIV/0! | #DIV/0! | #DIV/0! | #DIV/0! | #DIV/0! | #DIV/0! | #DIV/0! | #DIV/0! | #DIV/0! | #DIV/0! | #DIV/0! | #DIV/0! | #DIV/0! | #DIV/0! | #DIV/0! | #DIV/0! | #DIV/0! | #DIV/0! | #DIV/0! | #DIV/0! | #DIV/0! | #DIV/0! | #DIV/0! | #DIV/0! | #DIV/0! | #DIV/0! | #DIV/0! | #DIV/0! | #DIV/0! | #DIV/0! | #DIV/0! | #DIV/0! | #DIV/0! | #DIV/0! | #DIV/0! | #DIV/0! | #DIV/0! | #DIV/0! | #DIV/0! | #DIV/0! | #DIV/0! | #DIV/0! | #DIV/0! | #DIV/0! | #DIV/0! | #DIV/0! | #DIV/0! | #DIV/0! | #DIV/0! | #DIV/0! | #DIV/0! | #DIV/0! | #DIV/0! | #DIV/0! | #DIV/0! | #DIV/0! | #DIV/0! | #DIV/0! | 31.2467 | 39.2039 | 38.7611 | 42.4579 | 39.9838 | 40.3061 | 35.6044 | 26.4052 | #DIV/0! | #DIV/0! | #DIV/0! | #DIV/0! | #DIV/0! | #DIV/0! | #DIV/0! | #DIV/0! | #DIV/0! | #DIV/0! | #DIV/0! | #DIV/0! | #DIV/0! | #DIV/0! | #DIV/0! | #DIV/0! | #DIV/0! | #DIV/0!
0 | 0 | 0 | 0 | 400 | 900 | #DIV/0! | #DIV/0! | -0.98585 | -7.1 | 46.486 | #DIV/0! | #DIV/0! | #DIV/0! | #DIV/0! | #DIV/0! | #DIV/0! | #DIV/0! | #DIV/0! | #DIV/0! | #DIV/0! | #DIV/0! | #DIV/0! | #DIV/0! | #DIV/0! | #DIV/0! | #DIV/0! | #DIV/0! | #DIV/0! | #DIV/0! | #DIV/0! | #DIV/0! | #DIV/0! | #DIV/0! | #DIV/0! | #DIV/0! | #DIV/0! | #DIV/0! | #DIV/0! | #DIV/0! | #DIV/0! | #DIV/0! | #DIV/0! | #DIV/0! | #DIV/0! | #DIV/0! | #DIV/0! | #DIV/0! | #DIV/0! | #DIV/0! | #DIV/0! | #DIV/0! | #DIV/0! | #DIV/0! | #DIV/0! | #DIV/0! | #DIV/0! | #DIV/0! | #DIV/0! | #DIV/0! | #DIV/0! | #DIV/0! | #DIV/0! | #DIV/0! | #DIV/0! | #DIV/0! | #DIV/0! | #DIV/0! | #DIV/0! | #DIV/0! | #DIV/0! | #DIV/0! | #DIV/0! | #DIV/0! | #DIV/0! | #DIV/0! | #DIV/0! | #DIV/0! | #DIV/0! | #DIV/0! | #DIV/0! | #DIV/0! | #DIV/0! | #DIV/0! | #DIV/0! | #DIV/0! | #DIV/0! | #DIV/0! | 31.2467 | 39.2039 | 38.7611 | 42.4579 | 39.9838 | 40.3061 | 35.6044 | 26.4052 | #DIV/0! | #DIV/0! | #DIV/0! | #DIV/0! | #DIV/0! | #DIV/0! | #DIV/0! | #DIV/0! | #DIV/0! | #DIV/0! | #DIV/0! | #DIV/0! | #DIV/0! | #DIV/0! | #DIV/0! | #DIV/0! | #DIV/0! | #DIV/0!
0 | 0 | 0 | 0 | 400 | 900 | #DIV/0! | #DIV/0! | -0.98585 | -7.1 | 46.486 | #DIV/0! | #DIV/0! | #DIV/0! | #DIV/0! | #DIV/0! | #DIV/0! | #DIV/0! | #DIV/0! | #DIV/0! | #DIV/0! | #DIV/0! | #DIV/0! | #DIV/0! | #DIV/0! | #DIV/0! | #DIV/0! | #DIV/0! | #DIV/0! | #DIV/0! | #DIV/0! | #DIV/0! | #DIV/0! | #DIV/0! | #DIV/0! | #DIV/0! | #DIV/0! | #DIV/0! | #DIV/0! | #DIV/0! | #DIV/0! | #DIV/0! | #DIV/0! | #DIV/0! | #DIV/0! | #DIV/0! | #DIV/0! | #DIV/0! | #DIV/0! | #DIV/0! | #DIV/0! | #DIV/0! | #DIV/0! | #DIV/0! | #DIV/0! | #DIV/0! | #DIV/0! | #DIV/0! | #DIV/0! | #DIV/0! | #DIV/0! | #DIV/0! | #DIV/0! | #DIV/0! | #DIV/0! | #DIV/0! | #DIV/0! | #DIV/0! | #DIV/0! | #DIV/0! | #DIV/0! | #DIV/0! | #DIV/0! | #DIV/0! | #DIV/0! | #DIV/0! | #DIV/0! | #DIV/0! | #DIV/0! | #DIV/0! | #DIV/0! | #DIV/0! | #DIV/0! | #DIV/0! | #DIV/0! | #DIV/0! | #DIV/0! | #DIV/0! | 31.2467 | 39.2039 | 38.7611 | 42.4579 | 39.9838 | 40.3061 | 35.6044 | 26.4052 | #DIV/0! | #DIV/0! | #DIV/0! | #DIV/0! | #DIV/0! | #DIV/0! | #DIV/0! | #DIV/0! | #DIV/0! | #DIV/0! | #DIV/0! | #DIV/0! | #DIV/0! | #DIV/0! | #DIV/0! | #DIV/0! | #DIV/0! | #DIV/0!
0 | 0 | 0 | 0 | 400 | 900 | #DIV/0! | #DIV/0! | -0.98585 | -7.1 | 46.486 | #DIV/0! | #DIV/0! | #DIV/0! | #DIV/0! | #DIV/0! | #DIV/0! | #DIV/0! | #DIV/0! | #DIV/0! | #DIV/0! | #DIV/0! | #DIV/0! | #DIV/0! | #DIV/0! | #DIV/0! | #DIV/0! | #DIV/0! | #DIV/0! | #DIV/0! | #DIV/0! | #DIV/0! | #DIV/0! | #DIV/0! | #DIV/0! | #DIV/0! | #DIV/0! | #DIV/0! | #DIV/0! | #DIV/0! | #DIV/0! | #DIV/0! | #DIV/0! | #DIV/0! | #DIV/0! | #DIV/0! | #DIV/0! | #DIV/0! | #DIV/0! | #DIV/0! | #DIV/0! | #DIV/0! | #DIV/0! | #DIV/0! | #DIV/0! | #DIV/0! | #DIV/0! | #DIV/0! | #DIV/0! | #DIV/0! | #DIV/0! | #DIV/0! | #DIV/0! | #DIV/0! | #DIV/0! | #DIV/0! | #DIV/0! | #DIV/0! | #DIV/0! | #DIV/0! | #DIV/0! | #DIV/0! | #DIV/0! | #DIV/0! | #DIV/0! | #DIV/0! | #DIV/0! | #DIV/0! | #DIV/0! | #DIV/0! | #DIV/0! | #DIV/0! | #DIV/0! | #DIV/0! | #DIV/0! | #DIV/0! | #DIV/0! | #DIV/0! | 31.2467 | 39.2039 | 38.7611 | 42.4579 | 39.9838 | 40.3061 | 35.6044 | 26.4052 | #DIV/0! | #DIV/0! | #DIV/0! | #DIV/0! | #DIV/0! | #DIV/0! | #DIV/0! | #DIV/0! | #DIV/0! | #DIV/0! | #DIV/0! | #DIV/0! | #DIV/0! | #DIV/0! | #DIV/0! | #DIV/0! | #DIV/0! | #DIV/0!
0 | 0 | 0 | 0 | 400 | 900 | #DIV/0! | #DIV/0! | -0.98585 | -7.1 | 46.486 | #DIV/0! | #DIV/0! | #DIV/0! | #DIV/0! | #DIV/0! | #DIV/0! | #DIV/0! | #DIV/0! | #DIV/0! | #DIV/0! | #DIV/0! | #DIV/0! | #DIV/0! | #DIV/0! | #DIV/0! | #DIV/0! | #DIV/0! | #DIV/0! | #DIV/0! | #DIV/0! | #DIV/0! | #DIV/0! | #DIV/0! | #DIV/0! | #DIV/0! | #DIV/0! | #DIV/0! | #DIV/0! | #DIV/0! | #DIV/0! | #DIV/0! | #DIV/0! | #DIV/0! | #DIV/0! | #DIV/0! | #DIV/0! | #DIV/0! | #DIV/0! | #DIV/0! | #DIV/0! | #DIV/0! | #DIV/0! | #DIV/0! | #DIV/0! | #DIV/0! | #DIV/0! | #DIV/0! | #DIV/0! | #DIV/0! | #DIV/0! | #DIV/0! | #DIV/0! | #DIV/0! | #DIV/0! | #DIV/0! | #DIV/0! | #DIV/0! | #DIV/0! | #DIV/0! | #DIV/0! | #DIV/0! | #DIV/0! | #DIV/0! | #DIV/0! | #DIV/0! | #DIV/0! | #DIV/0! | #DIV/0! | #DIV/0! | #DIV/0! | #DIV/0! | #DIV/0! | #DIV/0! | #DIV/0! | #DIV/0! | #DIV/0! | #DIV/0! | 31.2467 | 39.2039 | 38.7611 | 42.4579 | 39.9838 | 40.3061 | 35.6044 | 26.4052 | #DIV/0! | #DIV/0! | #DIV/0! | #DIV/0! | #DIV/0! | #DIV/0! | #DIV/0! | #DIV/0! | #DIV/0! | #DIV/0! | #DIV/0! | #DIV/0! | #DIV/0! | #DIV/0! | #DIV/0! | #DIV/0! | #DIV/0! | #DIV/0!
0 | 0 | 0 | 0 | 400 | 900 | #DIV/0! | #DIV/0! | -0.98585 | -7.1 | 46.486 | #DIV/0! | #DIV/0! | #DIV/0! | #DIV/0! | #DIV/0! | #DIV/0! | #DIV/0! | #DIV/0! | #DIV/0! | #DIV/0! | #DIV/0! | #DIV/0! | #DIV/0! | #DIV/0! | #DIV/0! | #DIV/0! | #DIV/0! | #DIV/0! | #DIV/0! | #DIV/0! | #DIV/0! | #DIV/0! | #DIV/0! | #DIV/0! | #DIV/0! | #DIV/0! | #DIV/0! | #DIV/0! | #DIV/0! | #DIV/0! | #DIV/0! | #DIV/0! | #DIV/0! | #DIV/0! | #DIV/0! | #DIV/0! | #DIV/0! | #DIV/0! | #DIV/0! | #DIV/0! | #DIV/0! | #DIV/0! | #DIV/0! | #DIV/0! | #DIV/0! | #DIV/0! | #DIV/0! | #DIV/0! | #DIV/0! | #DIV/0! | #DIV/0! | #DIV/0! | #DIV/0! | #DIV/0! | #DIV/0! | #DIV/0! | #DIV/0! | #DIV/0! | #DIV/0! | #DIV/0! | #DIV/0! | #DIV/0! | #DIV/0! | #DIV/0! | #DIV/0! | #DIV/0! | #DIV/0! | #DIV/0! | #DIV/0! | #DIV/0! | #DIV/0! | #DIV/0! | #DIV/0! | #DIV/0! | #DIV/0! | #DIV/0! | #DIV/0! | 31.2467 | 39.2039 | 38.7611 | 42.4579 | 39.9838 | 40.3061 | 35.6044 | 26.4052 | #DIV/0! | #DIV/0! | #DIV/0! | #DIV/0! | #DIV/0! | #DIV/0! | #DIV/0! | #DIV/0! | #DIV/0! | #DIV/0! | #DIV/0! | #DIV/0! | #DIV/0! | #DIV/0! | #DIV/0! | #DIV/0! | #DIV/0! | #DIV/0!
0 | 0 | 0 | 0 | 400 | 900 | #DIV/0! | #DIV/0! | -0.98585 | -7.1 | 46.486 | #DIV/0! | #DIV/0! | #DIV/0! | #DIV/0! | #DIV/0! | #DIV/0! | #DIV/0! | #DIV/0! | #DIV/0! | #DIV/0! | #DIV/0! | #DIV/0! | #DIV/0! | #DIV/0! | #DIV/0! | #DIV/0! | #DIV/0! | #DIV/0! | #DIV/0! | #DIV/0! | #DIV/0! | #DIV/0! | #DIV/0! | #DIV/0! | #DIV/0! | #DIV/0! | #DIV/0! | #DIV/0! | #DIV/0! | #DIV/0! | #DIV/0! | #DIV/0! | #DIV/0! | #DIV/0! | #DIV/0! | #DIV/0! | #DIV/0! | #DIV/0! | #DIV/0! | #DIV/0! | #DIV/0! | #DIV/0! | #DIV/0! | #DIV/0! | #DIV/0! | #DIV/0! | #DIV/0! | #DIV/0! | #DIV/0! | #DIV/0! | #DIV/0! | #DIV/0! | #DIV/0! | #DIV/0! | #DIV/0! | #DIV/0! | #DIV/0! | #DIV/0! | #DIV/0! | #DIV/0! | #DIV/0! | #DIV/0! | #DIV/0! | #DIV/0! | #DIV/0! | #DIV/0! | #DIV/0! | #DIV/0! | #DIV/0! | #DIV/0! | #DIV/0! | #DIV/0! | #DIV/0! | #DIV/0! | #DIV/0! | #DIV/0! | #DIV/0! | 31.2467 | 39.2039 | 38.7611 | 42.4579 | 39.9838 | 40.3061 | 35.6044 | 26.4052 | #DIV/0! | #DIV/0! | #DIV/0! | #DIV/0! | #DIV/0! | #DIV/0! | #DIV/0! | #DIV/0! | #DIV/0! | #DIV/0! | #DIV/0! | #DIV/0! | #DIV/0! | #DIV/0! | #DIV/0! | #DIV/0! | #DIV/0! | #DIV/0!
0 | 0 | 0 | 0 | 400 | 900 | #DIV/0! | #DIV/0! | -0.98585 | -7.1 | 46.486 | #DIV/0! | #DIV/0! | #DIV/0! | #DIV/0! | #DIV/0! | #DIV/0! | #DIV/0! | #DIV/0! | #DIV/0! | #DIV/0! | #DIV/0! | #DIV/0! | #DIV/0! | #DIV/0! | #DIV/0! | #DIV/0! | #DIV/0! | #DIV/0! | #DIV/0! | #DIV/0! | #DIV/0! | #DIV/0! | #DIV/0! | #DIV/0! | #DIV/0! | #DIV/0! | #DIV/0! | #DIV/0! | #DIV/0! | #DIV/0! | #DIV/0! | #DIV/0! | #DIV/0! | #DIV/0! | #DIV/0! | #DIV/0! | #DIV/0! | #DIV/0! | #DIV/0! | #DIV/0! | #DIV/0! | #DIV/0! | #DIV/0! | #DIV/0! | #DIV/0! | #DIV/0! | #DIV/0! | #DIV/0! | #DIV/0! | #DIV/0! | #DIV/0! | #DIV/0! | #DIV/0! | #DIV/0! | #DIV/0! | #DIV/0! | #DIV/0! | #DIV/0! | #DIV/0! | #DIV/0! | #DIV/0! | #DIV/0! | #DIV/0! | #DIV/0! | #DIV/0! | #DIV/0! | #DIV/0! | #DIV/0! | #DIV/0! | #DIV/0! | #DIV/0! | #DIV/0! | #DIV/0! | #DIV/0! | #DIV/0! | #DIV/0! | #DIV/0! | 31.2467 | 39.2039 | 38.7611 | 42.4579 | 39.9838 | 40.3061 | 35.6044 | 26.4052 | #DIV/0! | #DIV/0! | #DIV/0! | #DIV/0! | #DIV/0! | #DIV/0! | #DIV/0! | #DIV/0! | #DIV/0! | #DIV/0! | #DIV/0! | #DIV/0! | #DIV/0! | #DIV/0! | #DIV/0! | #DIV/0! | #DIV/0! | #DIV/0!
0 | 0 | 0 | 0 | 400 | 900 | #DIV/0! | #DIV/0! | -0.98585 | -7.1 | 46.486 | #DIV/0! | #DIV/0! | #DIV/0! | #DIV/0! | #DIV/0! | #DIV/0! | #DIV/0! | #DIV/0! | #DIV/0! | #DIV/0! | #DIV/0! | #DIV/0! | #DIV/0! | #DIV/0! | #DIV/0! | #DIV/0! | #DIV/0! | #DIV/0! | #DIV/0! | #DIV/0! | #DIV/0! | #DIV/0! | #DIV/0! | #DIV/0! | #DIV/0! | #DIV/0! | #DIV/0! | #DIV/0! | #DIV/0! | #DIV/0! | #DIV/0! | #DIV/0! | #DIV/0! | #DIV/0! | #DIV/0! | #DIV/0! | #DIV/0! | #DIV/0! | #DIV/0! | #DIV/0! | #DIV/0! | #DIV/0! | #DIV/0! | #DIV/0! | #DIV/0! | #DIV/0! | #DIV/0! | #DIV/0! | #DIV/0! | #DIV/0! | #DIV/0! | #DIV/0! | #DIV/0! | #DIV/0! | #DIV/0! | #DIV/0! | #DIV/0! | #DIV/0! | #DIV/0! | #DIV/0! | #DIV/0! | #DIV/0! | #DIV/0! | #DIV/0! | #DIV/0! | #DIV/0! | #DIV/0! | #DIV/0! | #DIV/0! | #DIV/0! | #DIV/0! | #DIV/0! | #DIV/0! | #DIV/0! | #DIV/0! | #DIV/0! | #DIV/0! | 31.2467 | 39.2039 | 38.7611 | 42.4579 | 39.9838 | 40.3061 | 35.6044 | 26.4052 | #DIV/0! | #DIV/0! | #DIV/0! | #DIV/0! | #DIV/0! | #DIV/0! | #DIV/0! | #DIV/0! | #DIV/0! | #DIV/0! | #DIV/0! | #DIV/0! | #DIV/0! | #DIV/0! | #DIV/0! | #DIV/0! | #DIV/0! | #DIV/0!
0 | 0 | 0 | 0 | 400 | 900 | #DIV/0! | #DIV/0! | -0.98585 | -7.1 | 46.486 | #DIV/0! | #DIV/0! | #DIV/0! | #DIV/0! | #DIV/0! | #DIV/0! | #DIV/0! | #DIV/0! | #DIV/0! | #DIV/0! | #DIV/0! | #DIV/0! | #DIV/0! | #DIV/0! | #DIV/0! | #DIV/0! | #DIV/0! | #DIV/0! | #DIV/0! | #DIV/0! | #DIV/0! | #DIV/0! | #DIV/0! | #DIV/0! | #DIV/0! | #DIV/0! | #DIV/0! | #DIV/0! | #DIV/0! | #DIV/0! | #DIV/0! | #DIV/0! | #DIV/0! | #DIV/0! | #DIV/0! | #DIV/0! | #DIV/0! | #DIV/0! | #DIV/0! | #DIV/0! | #DIV/0! | #DIV/0! | #DIV/0! | #DIV/0! | #DIV/0! | #DIV/0! | #DIV/0! | #DIV/0! | #DIV/0! | #DIV/0! | #DIV/0! | #DIV/0! | #DIV/0! | #DIV/0! | #DIV/0! | #DIV/0! | #DIV/0! | #DIV/0! | #DIV/0! | #DIV/0! | #DIV/0! | #DIV/0! | #DIV/0! | #DIV/0! | #DIV/0! | #DIV/0! | #DIV/0! | #DIV/0! | #DIV/0! | #DIV/0! | #DIV/0! | #DIV/0! | #DIV/0! | #DIV/0! | #DIV/0! | #DIV/0! | #DIV/0! | 31.2467 | 39.2039 | 38.7611 | 42.4579 | 39.9838 | 40.3061 | 35.6044 | 26.4052 | #DIV/0! | #DIV/0! | #DIV/0! | #DIV/0! | #DIV/0! | #DIV/0! | #DIV/0! | #DIV/0! | #DIV/0! | #DIV/0! | #DIV/0! | #DIV/0! | #DIV/0! | #DIV/0! | #DIV/0! | #DIV/0! | #DIV/0! | #DIV/0!
0 | 0 | 0 | 0 | 400 | 900 | #DIV/0! | #DIV/0! | -0.98585 | -7.1 | 46.486 | #DIV/0! | #DIV/0! | #DIV/0! | #DIV/0! | #DIV/0! | #DIV/0! | #DIV/0! | #DIV/0! | #DIV/0! | #DIV/0! | #DIV/0! | #DIV/0! | #DIV/0! | #DIV/0! | #DIV/0! | #DIV/0! | #DIV/0! | #DIV/0! | #DIV/0! | #DIV/0! | #DIV/0! | #DIV/0! | #DIV/0! | #DIV/0! | #DIV/0! | #DIV/0! | #DIV/0! | #DIV/0! | #DIV/0! | #DIV/0! | #DIV/0! | #DIV/0! | #DIV/0! | #DIV/0! | #DIV/0! | #DIV/0! | #DIV/0! | #DIV/0! | #DIV/0! | #DIV/0! | #DIV/0! | #DIV/0! | #DIV/0! | #DIV/0! | #DIV/0! | #DIV/0! | #DIV/0! | #DIV/0! | #DIV/0! | #DIV/0! | #DIV/0! | #DIV/0! | #DIV/0! | #DIV/0! | #DIV/0! | #DIV/0! | #DIV/0! | #DIV/0! | #DIV/0! | #DIV/0! | #DIV/0! | #DIV/0! | #DIV/0! | #DIV/0! | #DIV/0! | #DIV/0! | #DIV/0! | #DIV/0! | #DIV/0! | #DIV/0! | #DIV/0! | #DIV/0! | #DIV/0! | #DIV/0! | #DIV/0! | #DIV/0! | #DIV/0! | 31.2467 | 39.2039 | 38.7611 | 42.4579 | 39.9838 | 40.3061 | 35.6044 | 26.4052 | #DIV/0! | #DIV/0! | #DIV/0! | #DIV/0! | #DIV/0! | #DIV/0! | #DIV/0! | #DIV/0! | #DIV/0! | #DIV/0! | #DIV/0! | #DIV/0! | #DIV/0! | #DIV/0! | #DIV/0! | #DIV/0! | #DIV/0! | #DIV/0!

## dPs,min (hidden)
Total pressure loss calculation as function of blade angle
Flow rate | ∅ | x | Vduct | DPs,min | A | 612.8443 | -1.3858
[m³/h] | [mm] | [-] | [m/s] | [Pa]
2208 | 315 | 0.21144 | 7.8702 | 7.8578
0 | 0 | #DIV/0! | #DIV/0! | #DIV/0!
0 | 0 | #DIV/0! | #DIV/0! | #DIV/0!
0 | 0 | #DIV/0! | #DIV/0! | #DIV/0!
0 | 0 | #DIV/0! | #DIV/0! | #DIV/0!
0 | 0 | #DIV/0! | #DIV/0! | #DIV/0!
0 | 0 | #DIV/0! | #DIV/0! | #DIV/0!
0 | 0 | #DIV/0! | #DIV/0! | #DIV/0!
0 | 0 | #DIV/0! | #DIV/0! | #DIV/0!
0 | 0 | #DIV/0! | #DIV/0! | #DIV/0!
0 | 0 | #DIV/0! | #DIV/0! | #DIV/0!
0 | 0 | #DIV/0! | #DIV/0! | #DIV/0!
0 | 0 | #DIV/0! | #DIV/0! | #DIV/0!
0 | 0 | #DIV/0! | #DIV/0! | #DIV/0!
0 | 0 | #DIV/0! | #DIV/0! | #DIV/0!
0 | 0 | #DIV/0! | #DIV/0! | #DIV/0!
0 | 0 | #DIV/0! | #DIV/0! | #DIV/0!
0 | 0 | #DIV/0! | #DIV/0! | #DIV/0!
0 | 0 | #DIV/0! | #DIV/0! | #DIV/0!
0 | 0 | #DIV/0! | #DIV/0! | #DIV/0!
0 | 0 | #DIV/0! | #DIV/0! | #DIV/0!
0 | 0 | #DIV/0! | #DIV/0! | #DIV/0!
0 | 0 | #DIV/0! | #DIV/0! | #DIV/0!
0 | 0 | #DIV/0! | #DIV/0! | #DIV/0!
0 | 0 | #DIV/0! | #DIV/0! | #DIV/0!
0 | 0 | #DIV/0! | #DIV/0! | #DIV/0!
0 | 0 | #DIV/0! | #DIV/0! | #DIV/0!
0 | 0 | #DIV/0! | #DIV/0! | #DIV/0!
0 | 0 | #DIV/0! | #DIV/0! | #DIV/0!
0 | 0 | #DIV/0! | #DIV/0! | #DIV/0!
0 | 0 | #DIV/0! | #DIV/0! | #DIV/0!
#VALUE! | 0 | #DIV/0! | #VALUE! | #DIV/0!
#VALUE! | 0 | #DIV/0! | #VALUE! | #DIV/0!
#VALUE! | 0 | #DIV/0! | #VALUE! | #DIV/0!
#REF! | 0 | #DIV/0! | #REF! | #DIV/0!
#REF! | 0 | #DIV/0! | #REF! | #DIV/0!
0 | 0 | #DIV/0! | #DIV/0! | #DIV/0!
#REF! | 0 | #DIV/0! | #REF! | #DIV/0!
#REF! | 0 | #DIV/0! | #REF! | #DIV/0!
#REF! | 0 | #DIV/0! | #REF! | #DIV/0!
#REF! | 0 | #DIV/0! | #REF! | #DIV/0!
#REF! | 0 | #DIV/0! | #REF! | #DIV/0!
0 | 0 | #DIV/0! | #DIV/0! | #DIV/0!
0 | 0 | #DIV/0! | #DIV/0! | #DIV/0!
0 | 0 | #DIV/0! | #DIV/0! | #DIV/0!
0 | 0 | #DIV/0! | #DIV/0! | #DIV/0!
0 | 0 | #DIV/0! | #DIV/0! | #DIV/0!
0 | 0 | #DIV/0! | #DIV/0! | #DIV/0!
0 | 0 | #DIV/0! | #DIV/0! | #DIV/0!
0 | 0 | #DIV/0! | #DIV/0! | #DIV/0!
0 | 0 | #DIV/0! | #DIV/0! | #DIV/0!
0 | 0 | #DIV/0! | #DIV/0! | #DIV/0!
0 | 0 | #DIV/0! | #DIV/0! | #DIV/0!
0 | 0 | #DIV/0! | #DIV/0! | #DIV/0!
0 | 0 | #DIV/0! | #DIV/0! | #DIV/0!
0 | 0 | #DIV/0! | #DIV/0! | #DIV/0!
0 | 0 | #DIV/0! | #DIV/0! | #DIV/0!
0 | 0 | #DIV/0! | #DIV/0! | #DIV/0!
0 | 0 | #DIV/0! | #DIV/0! | #DIV/0!
0 | 0 | #DIV/0! | #DIV/0! | #DIV/0!
0 | 0 | #DIV/0! | #DIV/0! | #DIV/0!
0 | 0 | #DIV/0! | #DIV/0! | #DIV/0!
0 | 0 | #DIV/0! | #DIV/0! | #DIV/0!
0 | 0 | #DIV/0! | #DIV/0! | #DIV/0!
0 | 0 | #DIV/0! | #DIV/0! | #DIV/0!
0 | 0 | #DIV/0! | #DIV/0! | #DIV/0!
0 | 0 | #DIV/0! | #DIV/0! | #DIV/0!
0 | 0 | #DIV/0! | #DIV/0! | #DIV/0!
0 | 0 | #DIV/0! | #DIV/0! | #DIV/0!
0 | 0 | #DIV/0! | #DIV/0! | #DIV/0!
0 | 0 | #DIV/0! | #DIV/0! | #DIV/0!
0 | 0 | #DIV/0! | #DIV/0! | #DIV/0!
0 | 0 | #DIV/0! | #DIV/0! | #DIV/0!
0 | 0 | #DIV/0! | #DIV/0! | #DIV/0!
0 | 0 | #DIV/0! | #DIV/0! | #DIV/0!
0 | 0 | #DIV/0! | #DIV/0! | #DIV/0!
0 | 0 | #DIV/0! | #DIV/0! | #DIV/0!
0 | 0 | #DIV/0! | #DIV/0! | #DIV/0!
0 | 0 | #DIV/0! | #DIV/0! | #DIV/0!
0 | 0 | #DIV/0! | #DIV/0! | #DIV/0!
0 | 0 | #DIV/0! | #DIV/0! | #DIV/0!
0 | 0 | #DIV/0! | #DIV/0! | #DIV/0!
0 | 0 | #DIV/0! | #DIV/0! | #DIV/0!
0 | 0 | #DIV/0! | #DIV/0! | #DIV/0!
0 | 0 | #DIV/0! | #DIV/0! | #DIV/0!
0 | 0 | #DIV/0! | #DIV/0! | #DIV/0!
0 | 0 | #DIV/0! | #DIV/0! | #DIV/0!
0 | 0 | #DIV/0! | #DIV/0! | #DIV/0!
0 | 0 | #DIV/0! | #DIV/0! | #DIV/0!
0 | 0 | #DIV/0! | #DIV/0! | #DIV/0!
0 | 0 | #DIV/0! | #DIV/0! | #DIV/0!
0 | 0 | #DIV/0! | #DIV/0! | #DIV/0!
0 | 0 | #DIV/0! | #DIV/0! | #DIV/0!
0 | 0 | #DIV/0! | #DIV/0! | #DIV/0!
0 | 0 | #DIV/0! | #DIV/0! | #DIV/0!
0 | 0 | #DIV/0! | #DIV/0! | #DIV/0!
0 | 0 | #DIV/0! | #DIV/0! | #DIV/0!
0 | 0 | #DIV/0! | #DIV/0! | #DIV/0!
0 | 0 | #DIV/0! | #DIV/0! | #DIV/0!
0 | 0 | #DIV/0! | #DIV/0! | #DIV/0!
0 | 0 | #DIV/0! | #DIV/0! | #DIV/0!
0 | 0 | #DIV/0! | #DIV/0! | #DIV/0!
0 | 0 | #DIV/0! | #DIV/0! | #DIV/0!
0 | 0 | #DIV/0! | #DIV/0! | #DIV/0!
0 | 0 | #DIV/0! | #DIV/0! | #DIV/0!
0 | 0 | #DIV/0! | #DIV/0! | #DIV/0!
0 | 0 | #DIV/0! | #DIV/0! | #DIV/0!
0 | 0 | #DIV/0! | #DIV/0! | #DIV/0!
0 | 0 | #DIV/0! | #DIV/0! | #DIV/0!
0 | 0 | #DIV/0! | #DIV/0! | #DIV/0!
0 | 0 | #DIV/0! | #DIV/0! | #DIV/0!
0 | 0 | #DIV/0! | #DIV/0! | #DIV/0!
0 | 0 | #DIV/0! | #DIV/0! | #DIV/0!
0 | 0 | #DIV/0! | #DIV/0! | #DIV/0!
0 | 0 | #DIV/0! | #DIV/0! | #DIV/0!
0 | 0 | #DIV/0! | #DIV/0! | #DIV/0!
0 | 0 | #DIV/0! | #DIV/0! | #DIV/0!
0 | 0 | #DIV/0! | #DIV/0! | #DIV/0!
0 | 0 | #DIV/0! | #DIV/0! | #DIV/0!
0 | 0 | #DIV/0! | #DIV/0! | #DIV/0!
0 | 0 | #DIV/0! | #DIV/0! | #DIV/0!
0 | 0 | #DIV/0! | #DIV/0! | #DIV/0!
0 | 0 | #DIV/0! | #DIV/0! | #DIV/0!
0 | 0 | #DIV/0! | #DIV/0! | #DIV/0!
0 | 0 | #DIV/0! | #DIV/0! | #DIV/0!
0 | 0 | #DIV/0! | #DIV/0! | #DIV/0!
0 | 0 | #DIV/0! | #DIV/0! | #DIV/0!
0 | 0 | #DIV/0! | #DIV/0! | #DIV/0!
0 | 0 | #DIV/0! | #DIV/0! | #DIV/0!
0 | 0 | #DIV/0! | #DIV/0! | #DIV/0!
0 | 0 | #DIV/0! | #DIV/0! | #DIV/0!
0 | 0 | #DIV/0! | #DIV/0! | #DIV/0!
0 | 0 | #DIV/0! | #DIV/0! | #DIV/0!
0 | 0 | #DIV/0! | #DIV/0! | #DIV/0!
0 | 0 | #DIV/0! | #DIV/0! | #DIV/0!
0 | 0 | #DIV/0! | #DIV/0! | #DIV/0!
0 | 0 | #DIV/0! | #DIV/0! | #DIV/0!
0 | 0 | #DIV/0! | #DIV/0! | #DIV/0!
0 | 0 | #DIV/0! | #DIV/0! | #DIV/0!
0 | 0 | #DIV/0! | #DIV/0! | #DIV/0!
0 | 0 | #DIV/0! | #DIV/0! | #DIV/0!
0 | 0 | #DIV/0! | #DIV/0! | #DIV/0!
0 | 0 | #DIV/0! | #DIV/0! | #DIV/0!
0 | 0 | #DIV/0! | #DIV/0! | #DIV/0!
0 | 0 | #DIV/0! | #DIV/0! | #DIV/0!
0 | 0 | #DIV/0! | #DIV/0! | #DIV/0!
0 | 0 | #DIV/0! | #DIV/0! | #DIV/0!
0 | 0 | #DIV/0! | #DIV/0! | #DIV/0!
0 | 0 | #DIV/0! | #DIV/0! | #DIV/0!
0 | 0 | #DIV/0! | #DIV/0! | #DIV/0!
0 | 0 | #DIV/0! | #DIV/0! | #DIV/0!
0 | 0 | #DIV/0! | #DIV/0! | #DIV/0!
0 | 0 | #DIV/0! | #DIV/0! | #DIV/0!
0 | 0 | #DIV/0! | #DIV/0! | #DIV/0!
0 | 0 | #DIV/0! | #DIV/0! | #DIV/0!
0 | 0 | #DIV/0! | #DIV/0! | #DIV/0!
0 | 0 | #DIV/0! | #DIV/0! | #DIV/0!
0 | 0 | #DIV/0! | #DIV/0! | #DIV/0!
0 | 0 | #DIV/0! | #DIV/0! | #DIV/0!
0 | 0 | #DIV/0! | #DIV/0! | #DIV/0!
0 | 0 | #DIV/0! | #DIV/0! | #DIV/0!
0 | 0 | #DIV/0! | #DIV/0! | #DIV/0!
0 | 0 | #DIV/0! | #DIV/0! | #DIV/0!
0 | 0 | #DIV/0! | #DIV/0! | #DIV/0!
0 | 0 | #DIV/0! | #DIV/0! | #DIV/0!
0 | 0 | #DIV/0! | #DIV/0! | #DIV/0!
0 | 0 | #DIV/0! | #DIV/0! | #DIV/0!
0 | 0 | #DIV/0! | #DIV/0! | #DIV/0!
0 | 0 | #DIV/0! | #DIV/0! | #DIV/0!
0 | 0 | #DIV/0! | #DIV/0! | #DIV/0!
0 | 0 | #DIV/0! | #DIV/0! | #DIV/0!
0 | 0 | #DIV/0! | #DIV/0! | #DIV/0!
0 | 0 | #DIV/0! | #DIV/0! | #DIV/0!
0 | 0 | #DIV/0! | #DIV/0! | #DIV/0!
0 | 0 | #DIV/0! | #DIV/0! | #DIV/0!
0 | 0 | #DIV/0! | #DIV/0! | #DIV/0!
0 | 0 | #DIV/0! | #DIV/0! | #DIV/0!
0 | 0 | #DIV/0! | #DIV/0! | #DIV/0!
0 | 0 | #DIV/0! | #DIV/0! | #DIV/0!
0 | 0 | #DIV/0! | #DIV/0! | #DIV/0!
0 | 0 | #DIV/0! | #DIV/0! | #DIV/0!
0 | 0 | #DIV/0! | #DIV/0! | #DIV/0!
0 | 0 | #DIV/0! | #DIV/0! | #DIV/0!
0 | 0 | #DIV/0! | #DIV/0! | #DIV/0!
0 | 0 | #DIV/0! | #DIV/0! | #DIV/0!
0 | 0 | #DIV/0! | #DIV/0! | #DIV/0!
0 | 0 | #DIV/0! | #DIV/0! | #DIV/0!
0 | 0 | #DIV/0! | #DIV/0! | #DIV/0!
0 | 0 | #DIV/0! | #DIV/0! | #DIV/0!
0 | 0 | #DIV/0! | #DIV/0! | #DIV/0!
0 | 0 | #DIV/0! | #DIV/0! | #DIV/0!
0 | 0 | #DIV/0! | #DIV/0! | #DIV/0!
0 | 0 | #DIV/0! | #DIV/0! | #DIV/0!
0 | 0 | #DIV/0! | #DIV/0! | #DIV/0!
0 | 0 | #DIV/0! | #DIV/0! | #DIV/0!
0 | 0 | #DIV/0! | #DIV/0! | #DIV/0!
0 | 0 | #DIV/0! | #DIV/0! | #DIV/0!
0 | 0 | #DIV/0! | #DIV/0! | #DIV/0!
0 | 0 | #DIV/0! | #DIV/0! | #DIV/0!
0 | 0 | #DIV/0! | #DIV/0! | #DIV/0!
0 | 0 | #DIV/0! | #DIV/0! | #DIV/0!
0 | 0 | #DIV/0! | #DIV/0! | #DIV/0!
0 | 0 | #DIV/0! | #DIV/0! | #DIV/0!
0 | 0 | #DIV/0! | #DIV/0! | #DIV/0!
0 | 0 | #DIV/0! | #DIV/0! | #DIV/0!
0 | 0 | #DIV/0! | #DIV/0! | #DIV/0!
0 | 0 | #DIV/0! | #DIV/0! | #DIV/0!
0 | 0 | #DIV/0! | #DIV/0! | #DIV/0!
0 | 0 | #DIV/0! | #DIV/0! | #DIV/0!
0 | 0 | #DIV/0! | #DIV/0! | #DIV/0!
0 | 0 | #DIV/0! | #DIV/0! | #DIV/0!
0 | 0 | #DIV/0! | #DIV/0! | #DIV/0!
0 | 0 | #DIV/0! | #DIV/0! | #DIV/0!
0 | 0 | #DIV/0! | #DIV/0! | #DIV/0!
0 | 0 | #DIV/0! | #DIV/0! | #DIV/0!
0 | 0 | #DIV/0! | #DIV/0! | #DIV/0!
0 | 0 | #DIV/0! | #DIV/0! | #DIV/0!
0 | 0 | #DIV/0! | #DIV/0! | #DIV/0!
0 | 0 | #DIV/0! | #DIV/0! | #DIV/0!
0 | 0 | #DIV/0! | #DIV/0! | #DIV/0!
0 | 0 | #DIV/0! | #DIV/0! | #DIV/0!
0 | 0 | #DIV/0! | #DIV/0! | #DIV/0!
0 | 0 | #DIV/0! | #DIV/0! | #DIV/0!
0 | 0 | #DIV/0! | #DIV/0! | #DIV/0!
0 | 0 | #DIV/0! | #DIV/0! | #DIV/0!
0 | 0 | #DIV/0! | #DIV/0! | #DIV/0!
0 | 0 | #DIV/0! | #DIV/0! | #DIV/0!
0 | 0 | #DIV/0! | #DIV/0! | #DIV/0!
0 | 0 | #DIV/0! | #DIV/0! | #DIV/0!
0 | 0 | #DIV/0! | #DIV/0! | #DIV/0!
0 | 0 | #DIV/0! | #DIV/0! | #DIV/0!
0 | 0 | #DIV/0! | #DIV/0! | #DIV/0!
0 | 0 | #DIV/0! | #DIV/0! | #DIV/0!
0 | 0 | #DIV/0! | #DIV/0! | #DIV/0!
0 | 0 | #DIV/0! | #DIV/0! | #DIV/0!
0 | 0 | #DIV/0! | #DIV/0! | #DIV/0!
0 | 0 | #DIV/0! | #DIV/0! | #DIV/0!
0 | 0 | #DIV/0! | #DIV/0! | #DIV/0!
0 | 0 | #DIV/0! | #DIV/0! | #DIV/0!
0 | 0 | #DIV/0! | #DIV/0! | #DIV/0!
0 | 0 | #DIV/0! | #DIV/0! | #DIV/0!
0 | 0 | #DIV/0! | #DIV/0! | #DIV/0!
0 | 0 | #DIV/0! | #DIV/0! | #DIV/0!
0 | 0 | #DIV/0! | #DIV/0! | #DIV/0!
0 | 0 | #DIV/0! | #DIV/0! | #DIV/0!
0 | 0 | #DIV/0! | #DIV/0! | #DIV/0!
0 | 0 | #DIV/0! | #DIV/0! | #DIV/0!
0 | 0 | #DIV/0! | #DIV/0! | #DIV/0!
0 | 0 | #DIV/0! | #DIV/0! | #DIV/0!
0 | 0 | #DIV/0! | #DIV/0! | #DIV/0!
0 | 0 | #DIV/0! | #DIV/0! | #DIV/0!
0 | 0 | #DIV/0! | #DIV/0! | #DIV/0!
0 | 0 | #DIV/0! | #DIV/0! | #DIV/0!
0 | 0 | #DIV/0! | #DIV/0! | #DIV/0!
0 | 0 | #DIV/0! | #DIV/0! | #DIV/0!
0 | 0 | #DIV/0! | #DIV/0! | #DIV/0!
0 | 0 | #DIV/0! | #DIV/0! | #DIV/0!
0 | 0 | #DIV/0! | #DIV/0! | #DIV/0!
0 | 0 | #DIV/0! | #DIV/0! | #DIV/0!
0 | 0 | #DIV/0! | #DIV/0! | #DIV/0!
0 | 0 | #DIV/0! | #DIV/0! | #DIV/0!
0 | 0 | #DIV/0! | #DIV/0! | #DIV/0!
0 | 0 | #DIV/0! | #DIV/0! | #DIV/0!
0 | 0 | #DIV/0! | #DIV/0! | #DIV/0!
0 | 0 | #DIV/0! | #DIV/0! | #DIV/0!
0 | 0 | #DIV/0! | #DIV/0! | #DIV/0!
0 | 0 | #DIV/0! | #DIV/0! | #DIV/0!
0 | 0 | #DIV/0! | #DIV/0! | #DIV/0!
0 | 0 | #DIV/0! | #DIV/0! | #DIV/0!
0 | 0 | #DIV/0! | #DIV/0! | #DIV/0!
0 | 0 | #DIV/0! | #DIV/0! | #DIV/0!
0 | 0 | #DIV/0! | #DIV/0! | #DIV/0!
0 | 0 | #DIV/0! | #DIV/0! | #DIV/0!
0 | 0 | #DIV/0! | #DIV/0! | #DIV/0!
0 | 0 | #DIV/0! | #DIV/0! | #DIV/0!
0 | 0 | #DIV/0! | #DIV/0! | #DIV/0!
0 | 0 | #DIV/0! | #DIV/0! | #DIV/0!
0 | 0 | #DIV/0! | #DIV/0! | #DIV/0!
0 | 0 | #DIV/0! | #DIV/0! | #DIV/0!
0 | 0 | #DIV/0! | #DIV/0! | #DIV/0!
0 | 0 | #DIV/0! | #DIV/0! | #DIV/0!
0 | 0 | #DIV/0! | #DIV/0! | #DIV/0!
0 | 0 | #DIV/0! | #DIV/0! | #DIV/0!
0 | 0 | #DIV/0! | #DIV/0! | #DIV/0!
0 | 0 | #DIV/0! | #DIV/0! | #DIV/0!
0 | 0 | #DIV/0! | #DIV/0! | #DIV/0!
0 | 0 | #DIV/0! | #DIV/0! | #DIV/0!
0 | 0 | #DIV/0! | #DIV/0! | #DIV/0!
0 | 0 | #DIV/0! | #DIV/0! | #DIV/0!
0 | 0 | #DIV/0! | #DIV/0! | #DIV/0!
0 | 0 | #DIV/0! | #DIV/0! | #DIV/0!
0 | 0 | #DIV/0! | #DIV/0! | #DIV/0!
0 | 0 | #DIV/0! | #DIV/0! | #DIV/0!
0 | 0 | #DIV/0! | #DIV/0! | #DIV/0!
0 | 0 | #DIV/0! | #DIV/0! | #DIV/0!
0 | 0 | #DIV/0! | #DIV/0! | #DIV/0!
0 | 0 | #DIV/0! | #DIV/0! | #DIV/0!

## Sound Pressure (hidden)
|  | sound power spectrum [Hz] | [7 empty] | sound power spectrum [Hz] | [7 empty] | perimeter | cross section | sound attenuation [Hz] | [7 empty] | limit freq. | midband | sound attenuation [Hz] | [7 empty] | sound attenuation [Hz] | [7 empty] | sound attenuation [Hz] | [7 empty] | sound attenuation [Hz] | [7 empty] | sound attenuation [Hz] | [7 empty] | sound pressure [Hz] | [7 empty] | sound pressure Lp |  | sound power spectrum [Hz] | [7 empty] | sound pressure [Hz] | [7 empty] | sound pressure Lp |  | sound power spectrum [Hz]
Flow rate | ∅ | discharge noise | [7 empty] | radiated noise | [7 empty] | P | A | unlined round duct of 3 m | [7 empty] | fG | pos. relative | unlined round bend | [7 empty] | end reflection | [7 empty] | environmental adjustment factor | [7 empty] | room attenuation - discharge noise | [7 empty] | ceiling - radiation noise | [7 empty] | discharge noise [dB] | [7 empty] | discharge |  | discharge noise [NR] | [7 empty] | radiated noise [dB] | [7 empty] | radiated |  | radiated noise [NR]
[m³/h] | [m] | 63 | 125 | 250 | 500 | 1000 | 2000 | 4000 | 8000 | 63 | 125 | 250 | 500 | 1000 | 2000 | 4000 | 8000 | [m] | [m] | 63 | 125 | 250 | 500 | 1000 | 2000 | 4000 | 8000 | [Hz] | to 125 Hz | 63 | 125 | 250 | 500 | 1000 | 2000 | 4000 | 8000 | 63 | 125 | 250 | 500 | 1000 | 2000 | 4000 | 8000 | 63 | 125 | 250 | 500 | 1000 | 2000 | 4000 | 8000 | 63 | 125 | 250 | 500 | 1000 | 2000 | 4000 | 8000 | 63 | 125 | 250 | 500 | 1000 | 2000 | 4000 | 8000 | 63 | 125 | 250 | 500 | 1000 | 2000 | 4000 | 8000 | dB(A) | NR | 63 | 125 | 250 | 500 | 1000 | 2000 | 4000 | 8000 | 63 | 125 | 250 | 500 | 1000 | 2000 | 4000 | 8000 | dB(A) | NR | 63 | 125 | 250 | 500 | 1000 | 2000 | 4000 | 8000
2208 | 315 | 47.6048 | 43.7745 | 38.9109 | 33.8708 | 28.5863 | 23.2751 | 19.1671 | 13.5356 | 54.0787 | 38.9052 | 39.5365 | 36.9107 | 32.0176 | 26.7343 | 21.6813 | -98.3406 | 0.9896 | 0.077931 | 0.13121 | 0.19227 | 0.24432 | 0.35507 | 0.55472 | 0.55472 | 0.55472 | 0.55472 | 638.461 | 2 | 0 | 0 | 1 | 2 | 3 | 3 | 3 | 3 | 12.0822 | 6.8563 | 2.9274 | 0.93614 | 0.25362 | 0.064807 | 0.016293 | 0.0040789 | 4 | 2 | 1 | 0 | 0 | 0 | 0 | 0 | 10.6939 | 10.6939 | 10.6939 | 10.6939 | 10.6939 | 10.6939 | 10.6939 | 10.6939 | 10.6939 | 13.6939 | 21.6939 | 29.6939 | 33.6939 | 33.6939 | 33.6939 | 33.6939 | 20.6975 | 24.032 | 23.0452 | 19.8857 | 14.084 | 8.9617 | 4.9022 | 0 | 20.8494 | 15.4884 | -18.7374 | 2.3356 | 11.8766 | 15.4884 | 14.084 | 12.2775 | 10.7338 | 7.767 | 39.3847 | 23.2113 | 16.8426 | 7.2168 | 0 | 0 | 0 | 0 | 15.9669 | 7.767 | 4.9174 | 1.3923 | 5.2071 | 2.4813 | 0 | 3.4483 | 5.9512 | 7.767
0 | 0 | #DIV/0! | #DIV/0! | #DIV/0! | #DIV/0! | #DIV/0! | #DIV/0! | #DIV/0! | #DIV/0! | #DIV/0! | #DIV/0! | #DIV/0! | #DIV/0! | #DIV/0! | #DIV/0! | #DIV/0! | #DIV/0! | 0 | 0 | #DIV/0! | #DIV/0! | #DIV/0! | #DIV/0! | #DIV/0! | #DIV/0! | #DIV/0! | #DIV/0! | #DIV/0! | #DIV/0! | #DIV/0! | #DIV/0! | #DIV/0! | #DIV/0! | #DIV/0! | #DIV/0! | #DIV/0! | #DIV/0! | #DIV/0! | #DIV/0! | #DIV/0! | #DIV/0! | #DIV/0! | #DIV/0! | #DIV/0! | #DIV/0! | 4 | 2 | 1 | 0 | 0 | 0 | 0 | 0 | 10.6939 | 10.6939 | 10.6939 | 10.6939 | 10.6939 | 10.6939 | 10.6939 | 10.6939 | 10.6939 | 13.6939 | 21.6939 | 29.6939 | 33.6939 | 33.6939 | 33.6939 | 33.6939 | #DIV/0! | #DIV/0! | #DIV/0! | #DIV/0! | #DIV/0! | #DIV/0! | #DIV/0! | #DIV/0! | #DIV/0! | #DIV/0! | #DIV/0! | #DIV/0! | #DIV/0! | #DIV/0! | #DIV/0! | #DIV/0! | #DIV/0! | #DIV/0! | #DIV/0! | #DIV/0! | #DIV/0! | #DIV/0! | #DIV/0! | #DIV/0! | #DIV/0! | #DIV/0! | #DIV/0! | #DIV/0! | #DIV/0! | #DIV/0! | #DIV/0! | #DIV/0! | #DIV/0! | #DIV/0! | #DIV/0! | #DIV/0!
0 | 0 | #DIV/0! | #DIV/0! | #DIV/0! | #DIV/0! | #DIV/0! | #DIV/0! | #DIV/0! | #DIV/0! | #DIV/0! | #DIV/0! | #DIV/0! | #DIV/0! | #DIV/0! | #DIV/0! | #DIV/0! | #DIV/0! | 0 | 0 | #DIV/0! | #DIV/0! | #DIV/0! | #DIV/0! | #DIV/0! | #DIV/0! | #DIV/0! | #DIV/0! | #DIV/0! | #DIV/0! | #DIV/0! | #DIV/0! | #DIV/0! | #DIV/0! | #DIV/0! | #DIV/0! | #DIV/0! | #DIV/0! | #DIV/0! | #DIV/0! | #DIV/0! | #DIV/0! | #DIV/0! | #DIV/0! | #DIV/0! | #DIV/0! | 4 | 2 | 1 | 0 | 0 | 0 | 0 | 0 | 10.6939 | 10.6939 | 10.6939 | 10.6939 | 10.6939 | 10.6939 | 10.6939 | 10.6939 | 10.6939 | 13.6939 | 21.6939 | 29.6939 | 33.6939 | 33.6939 | 33.6939 | 33.6939 | #DIV/0! | #DIV/0! | #DIV/0! | #DIV/0! | #DIV/0! | #DIV/0! | #DIV/0! | #DIV/0! | #DIV/0! | #DIV/0! | #DIV/0! | #DIV/0! | #DIV/0! | #DIV/0! | #DIV/0! | #DIV/0! | #DIV/0! | #DIV/0! | #DIV/0! | #DIV/0! | #DIV/0! | #DIV/0! | #DIV/0! | #DIV/0! | #DIV/0! | #DIV/0! | #DIV/0! | #DIV/0! | #DIV/0! | #DIV/0! | #DIV/0! | #DIV/0! | #DIV/0! | #DIV/0! | #DIV/0! | #DIV/0!
0 | 0 | #DIV/0! | #DIV/0! | #DIV/0! | #DIV/0! | #DIV/0! | #DIV/0! | #DIV/0! | #DIV/0! | #DIV/0! | #DIV/0! | #DIV/0! | #DIV/0! | #DIV/0! | #DIV/0! | #DIV/0! | #DIV/0! | 0 | 0 | #DIV/0! | #DIV/0! | #DIV/0! | #DIV/0! | #DIV/0! | #DIV/0! | #DIV/0! | #DIV/0! | #DIV/0! | #DIV/0! | #DIV/0! | #DIV/0! | #DIV/0! | #DIV/0! | #DIV/0! | #DIV/0! | #DIV/0! | #DIV/0! | #DIV/0! | #DIV/0! | #DIV/0! | #DIV/0! | #DIV/0! | #DIV/0! | #DIV/0! | #DIV/0! | 4 | 2 | 1 | 0 | 0 | 0 | 0 | 0 | 10.6939 | 10.6939 | 10.6939 | 10.6939 | 10.6939 | 10.6939 | 10.6939 | 10.6939 | 10.6939 | 13.6939 | 21.6939 | 29.6939 | 33.6939 | 33.6939 | 33.6939 | 33.6939 | #DIV/0! | #DIV/0! | #DIV/0! | #DIV/0! | #DIV/0! | #DIV/0! | #DIV/0! | #DIV/0! | #DIV/0! | #DIV/0! | #DIV/0! | #DIV/0! | #DIV/0! | #DIV/0! | #DIV/0! | #DIV/0! | #DIV/0! | #DIV/0! | #DIV/0! | #DIV/0! | #DIV/0! | #DIV/0! | #DIV/0! | #DIV/0! | #DIV/0! | #DIV/0! | #DIV/0! | #DIV/0! | #DIV/0! | #DIV/0! | #DIV/0! | #DIV/0! | #DIV/0! | #DIV/0! | #DIV/0! | #DIV/0!
0 | 0 | #DIV/0! | #DIV/0! | #DIV/0! | #DIV/0! | #DIV/0! | #DIV/0! | #DIV/0! | #DIV/0! | #DIV/0! | #DIV/0! | #DIV/0! | #DIV/0! | #DIV/0! | #DIV/0! | #DIV/0! | #DIV/0! | 0 | 0 | #DIV/0! | #DIV/0! | #DIV/0! | #DIV/0! | #DIV/0! | #DIV/0! | #DIV/0! | #DIV/0! | #DIV/0! | #DIV/0! | #DIV/0! | #DIV/0! | #DIV/0! | #DIV/0! | #DIV/0! | #DIV/0! | #DIV/0! | #DIV/0! | #DIV/0! | #DIV/0! | #DIV/0! | #DIV/0! | #DIV/0! | #DIV/0! | #DIV/0! | #DIV/0! | 4 | 2 | 1 | 0 | 0 | 0 | 0 | 0 | 10.6939 | 10.6939 | 10.6939 | 10.6939 | 10.6939 | 10.6939 | 10.6939 | 10.6939 | 10.6939 | 13.6939 | 21.6939 | 29.6939 | 33.6939 | 33.6939 | 33.6939 | 33.6939 | #DIV/0! | #DIV/0! | #DIV/0! | #DIV/0! | #DIV/0! | #DIV/0! | #DIV/0! | #DIV/0! | #DIV/0! | #DIV/0! | #DIV/0! | #DIV/0! | #DIV/0! | #DIV/0! | #DIV/0! | #DIV/0! | #DIV/0! | #DIV/0! | #DIV/0! | #DIV/0! | #DIV/0! | #DIV/0! | #DIV/0! | #DIV/0! | #DIV/0! | #DIV/0! | #DIV/0! | #DIV/0! | #DIV/0! | #DIV/0! | #DIV/0! | #DIV/0! | #DIV/0! | #DIV/0! | #DIV/0! | #DIV/0!
0 | 0 | #DIV/0! | #DIV/0! | #DIV/0! | #DIV/0! | #DIV/0! | #DIV/0! | #DIV/0! | #DIV/0! | #DIV/0! | #DIV/0! | #DIV/0! | #DIV/0! | #DIV/0! | #DIV/0! | #DIV/0! | #DIV/0! | 0 | 0 | #DIV/0! | #DIV/0! | #DIV/0! | #DIV/0! | #DIV/0! | #DIV/0! | #DIV/0! | #DIV/0! | #DIV/0! | #DIV/0! | #DIV/0! | #DIV/0! | #DIV/0! | #DIV/0! | #DIV/0! | #DIV/0! | #DIV/0! | #DIV/0! | #DIV/0! | #DIV/0! | #DIV/0! | #DIV/0! | #DIV/0! | #DIV/0! | #DIV/0! | #DIV/0! | 4 | 2 | 1 | 0 | 0 | 0 | 0 | 0 | 10.6939 | 10.6939 | 10.6939 | 10.6939 | 10.6939 | 10.6939 | 10.6939 | 10.6939 | 10.6939 | 13.6939 | 21.6939 | 29.6939 | 33.6939 | 33.6939 | 33.6939 | 33.6939 | #DIV/0! | #DIV/0! | #DIV/0! | #DIV/0! | #DIV/0! | #DIV/0! | #DIV/0! | #DIV/0! | #DIV/0! | #DIV/0! | #DIV/0! | #DIV/0! | #DIV/0! | #DIV/0! | #DIV/0! | #DIV/0! | #DIV/0! | #DIV/0! | #DIV/0! | #DIV/0! | #DIV/0! | #DIV/0! | #DIV/0! | #DIV/0! | #DIV/0! | #DIV/0! | #DIV/0! | #DIV/0! | #DIV/0! | #DIV/0! | #DIV/0! | #DIV/0! | #DIV/0! | #DIV/0! | #DIV/0! | #DIV/0!
0 | 0 | #DIV/0! | #DIV/0! | #DIV/0! | #DIV/0! | #DIV/0! | #DIV/0! | #DIV/0! | #DIV/0! | #DIV/0! | #DIV/0! | #DIV/0! | #DIV/0! | #DIV/0! | #DIV/0! | #DIV/0! | #DIV/0! | 0 | 0 | #DIV/0! | #DIV/0! | #DIV/0! | #DIV/0! | #DIV/0! | #DIV/0! | #DIV/0! | #DIV/0! | #DIV/0! | #DIV/0! | #DIV/0! | #DIV/0! | #DIV/0! | #DIV/0! | #DIV/0! | #DIV/0! | #DIV/0! | #DIV/0! | #DIV/0! | #DIV/0! | #DIV/0! | #DIV/0! | #DIV/0! | #DIV/0! | #DIV/0! | #DIV/0! | 4 | 2 | 1 | 0 | 0 | 0 | 0 | 0 | 10.6939 | 10.6939 | 10.6939 | 10.6939 | 10.6939 | 10.6939 | 10.6939 | 10.6939 | 10.6939 | 13.6939 | 21.6939 | 29.6939 | 33.6939 | 33.6939 | 33.6939 | 33.6939 | #DIV/0! | #DIV/0! | #DIV/0! | #DIV/0! | #DIV/0! | #DIV/0! | #DIV/0! | #DIV/0! | #DIV/0! | #DIV/0! | #DIV/0! | #DIV/0! | #DIV/0! | #DIV/0! | #DIV/0! | #DIV/0! | #DIV/0! | #DIV/0! | #DIV/0! | #DIV/0! | #DIV/0! | #DIV/0! | #DIV/0! | #DIV/0! | #DIV/0! | #DIV/0! | #DIV/0! | #DIV/0! | #DIV/0! | #DIV/0! | #DIV/0! | #DIV/0! | #DIV/0! | #DIV/0! | #DIV/0! | #DIV/0!
0 | 0 | #DIV/0! | #DIV/0! | #DIV/0! | #DIV/0! | #DIV/0! | #DIV/0! | #DIV/0! | #DIV/0! | #DIV/0! | #DIV/0! | #DIV/0! | #DIV/0! | #DIV/0! | #DIV/0! | #DIV/0! | #DIV/0! | 0 | 0 | #DIV/0! | #DIV/0! | #DIV/0! | #DIV/0! | #DIV/0! | #DIV/0! | #DIV/0! | #DIV/0! | #DIV/0! | #DIV/0! | #DIV/0! | #DIV/0! | #DIV/0! | #DIV/0! | #DIV/0! | #DIV/0! | #DIV/0! | #DIV/0! | #DIV/0! | #DIV/0! | #DIV/0! | #DIV/0! | #DIV/0! | #DIV/0! | #DIV/0! | #DIV/0! | 4 | 2 | 1 | 0 | 0 | 0 | 0 | 0 | 10.6939 | 10.6939 | 10.6939 | 10.6939 | 10.6939 | 10.6939 | 10.6939 | 10.6939 | 10.6939 | 13.6939 | 21.6939 | 29.6939 | 33.6939 | 33.6939 | 33.6939 | 33.6939 | #DIV/0! | #DIV/0! | #DIV/0! | #DIV/0! | #DIV/0! | #DIV/0! | #DIV/0! | #DIV/0! | #DIV/0! | #DIV/0! | #DIV/0! | #DIV/0! | #DIV/0! | #DIV/0! | #DIV/0! | #DIV/0! | #DIV/0! | #DIV/0! | #DIV/0! | #DIV/0! | #DIV/0! | #DIV/0! | #DIV/0! | #DIV/0! | #DIV/0! | #DIV/0! | #DIV/0! | #DIV/0! | #DIV/0! | #DIV/0! | #DIV/0! | #DIV/0! | #DIV/0! | #DIV/0! | #DIV/0! | #DIV/0!
0 | 0 | #DIV/0! | #DIV/0! | #DIV/0! | #DIV/0! | #DIV/0! | #DIV/0! | #DIV/0! | #DIV/0! | #DIV/0! | #DIV/0! | #DIV/0! | #DIV/0! | #DIV/0! | #DIV/0! | #DIV/0! | #DIV/0! | 0 | 0 | #DIV/0! | #DIV/0! | #DIV/0! | #DIV/0! | #DIV/0! | #DIV/0! | #DIV/0! | #DIV/0! | #DIV/0! | #DIV/0! | #DIV/0! | #DIV/0! | #DIV/0! | #DIV/0! | #DIV/0! | #DIV/0! | #DIV/0! | #DIV/0! | #DIV/0! | #DIV/0! | #DIV/0! | #DIV/0! | #DIV/0! | #DIV/0! | #DIV/0! | #DIV/0! | 4 | 2 | 1 | 0 | 0 | 0 | 0 | 0 | 10.6939 | 10.6939 | 10.6939 | 10.6939 | 10.6939 | 10.6939 | 10.6939 | 10.6939 | 10.6939 | 13.6939 | 21.6939 | 29.6939 | 33.6939 | 33.6939 | 33.6939 | 33.6939 | #DIV/0! | #DIV/0! | #DIV/0! | #DIV/0! | #DIV/0! | #DIV/0! | #DIV/0! | #DIV/0! | #DIV/0! | #DIV/0! | #DIV/0! | #DIV/0! | #DIV/0! | #DIV/0! | #DIV/0! | #DIV/0! | #DIV/0! | #DIV/0! | #DIV/0! | #DIV/0! | #DIV/0! | #DIV/0! | #DIV/0! | #DIV/0! | #DIV/0! | #DIV/0! | #DIV/0! | #DIV/0! | #DIV/0! | #DIV/0! | #DIV/0! | #DIV/0! | #DIV/0! | #DIV/0! | #DIV/0! | #DIV/0!
0 | 0 | #DIV/0! | #DIV/0! | #DIV/0! | #DIV/0! | #DIV/0! | #DIV/0! | #DIV/0! | #DIV/0! | #DIV/0! | #DIV/0! | #DIV/0! | #DIV/0! | #DIV/0! | #DIV/0! | #DIV/0! | #DIV/0! | 0 | 0 | #DIV/0! | #DIV/0! | #DIV/0! | #DIV/0! | #DIV/0! | #DIV/0! | #DIV/0! | #DIV/0! | #DIV/0! | #DIV/0! | #DIV/0! | #DIV/0! | #DIV/0! | #DIV/0! | #DIV/0! | #DIV/0! | #DIV/0! | #DIV/0! | #DIV/0! | #DIV/0! | #DIV/0! | #DIV/0! | #DIV/0! | #DIV/0! | #DIV/0! | #DIV/0! | 4 | 2 | 1 | 0 | 0 | 0 | 0 | 0 | 10.6939 | 10.6939 | 10.6939 | 10.6939 | 10.6939 | 10.6939 | 10.6939 | 10.6939 | 10.6939 | 13.6939 | 21.6939 | 29.6939 | 33.6939 | 33.6939 | 33.6939 | 33.6939 | #DIV/0! | #DIV/0! | #DIV/0! | #DIV/0! | #DIV/0! | #DIV/0! | #DIV/0! | #DIV/0! | #DIV/0! | #DIV/0! | #DIV/0! | #DIV/0! | #DIV/0! | #DIV/0! | #DIV/0! | #DIV/0! | #DIV/0! | #DIV/0! | #DIV/0! | #DIV/0! | #DIV/0! | #DIV/0! | #DIV/0! | #DIV/0! | #DIV/0! | #DIV/0! | #DIV/0! | #DIV/0! | #DIV/0! | #DIV/0! | #DIV/0! | #DIV/0! | #DIV/0! | #DIV/0! | #DIV/0! | #DIV/0!
0 | 0 | #DIV/0! | #DIV/0! | #DIV/0! | #DIV/0! | #DIV/0! | #DIV/0! | #DIV/0! | #DIV/0! | #DIV/0! | #DIV/0! | #DIV/0! | #DIV/0! | #DIV/0! | #DIV/0! | #DIV/0! | #DIV/0! | 0 | 0 | #DIV/0! | #DIV/0! | #DIV/0! | #DIV/0! | #DIV/0! | #DIV/0! | #DIV/0! | #DIV/0! | #DIV/0! | #DIV/0! | #DIV/0! | #DIV/0! | #DIV/0! | #DIV/0! | #DIV/0! | #DIV/0! | #DIV/0! | #DIV/0! | #DIV/0! | #DIV/0! | #DIV/0! | #DIV/0! | #DIV/0! | #DIV/0! | #DIV/0! | #DIV/0! | 4 | 2 | 1 | 0 | 0 | 0 | 0 | 0 | 10.6939 | 10.6939 | 10.6939 | 10.6939 | 10.6939 | 10.6939 | 10.6939 | 10.6939 | 10.6939 | 13.6939 | 21.6939 | 29.6939 | 33.6939 | 33.6939 | 33.6939 | 33.6939 | #DIV/0! | #DIV/0! | #DIV/0! | #DIV/0! | #DIV/0! | #DIV/0! | #DIV/0! | #DIV/0! | #DIV/0! | #DIV/0! | #DIV/0! | #DIV/0! | #DIV/0! | #DIV/0! | #DIV/0! | #DIV/0! | #DIV/0! | #DIV/0! | #DIV/0! | #DIV/0! | #DIV/0! | #DIV/0! | #DIV/0! | #DIV/0! | #DIV/0! | #DIV/0! | #DIV/0! | #DIV/0! | #DIV/0! | #DIV/0! | #DIV/0! | #DIV/0! | #DIV/0! | #DIV/0! | #DIV/0! | #DIV/0!
0 | 0 | #DIV/0! | #DIV/0! | #DIV/0! | #DIV/0! | #DIV/0! | #DIV/0! | #DIV/0! | #DIV/0! | #DIV/0! | #DIV/0! | #DIV/0! | #DIV/0! | #DIV/0! | #DIV/0! | #DIV/0! | #DIV/0! | 0 | 0 | #DIV/0! | #DIV/0! | #DIV/0! | #DIV/0! | #DIV/0! | #DIV/0! | #DIV/0! | #DIV/0! | #DIV/0! | #DIV/0! | #DIV/0! | #DIV/0! | #DIV/0! | #DIV/0! | #DIV/0! | #DIV/0! | #DIV/0! | #DIV/0! | #DIV/0! | #DIV/0! | #DIV/0! | #DIV/0! | #DIV/0! | #DIV/0! | #DIV/0! | #DIV/0! | 4 | 2 | 1 | 0 | 0 | 0 | 0 | 0 | 10.6939 | 10.6939 | 10.6939 | 10.6939 | 10.6939 | 10.6939 | 10.6939 | 10.6939 | 10.6939 | 13.6939 | 21.6939 | 29.6939 | 33.6939 | 33.6939 | 33.6939 | 33.6939 | #DIV/0! | #DIV/0! | #DIV/0! | #DIV/0! | #DIV/0! | #DIV/0! | #DIV/0! | #DIV/0! | #DIV/0! | #DIV/0! | #DIV/0! | #DIV/0! | #DIV/0! | #DIV/0! | #DIV/0! | #DIV/0! | #DIV/0! | #DIV/0! | #DIV/0! | #DIV/0! | #DIV/0! | #DIV/0! | #DIV/0! | #DIV/0! | #DIV/0! | #DIV/0! | #DIV/0! | #DIV/0! | #DIV/0! | #DIV/0! | #DIV/0! | #DIV/0! | #DIV/0! | #DIV/0! | #DIV/0! | #DIV/0!
0 | 0 | #DIV/0! | #DIV/0! | #DIV/0! | #DIV/0! | #DIV/0! | #DIV/0! | #DIV/0! | #DIV/0! | #DIV/0! | #DIV/0! | #DIV/0! | #DIV/0! | #DIV/0! | #DIV/0! | #DIV/0! | #DIV/0! | 0 | 0 | #DIV/0! | #DIV/0! | #DIV/0! | #DIV/0! | #DIV/0! | #DIV/0! | #DIV/0! | #DIV/0! | #DIV/0! | #DIV/0! | #DIV/0! | #DIV/0! | #DIV/0! | #DIV/0! | #DIV/0! | #DIV/0! | #DIV/0! | #DIV/0! | #DIV/0! | #DIV/0! | #DIV/0! | #DIV/0! | #DIV/0! | #DIV/0! | #DIV/0! | #DIV/0! | 4 | 2 | 1 | 0 | 0 | 0 | 0 | 0 | 10.6939 | 10.6939 | 10.6939 | 10.6939 | 10.6939 | 10.6939 | 10.6939 | 10.6939 | 10.6939 | 13.6939 | 21.6939 | 29.6939 | 33.6939 | 33.6939 | 33.6939 | 33.6939 | #DIV/0! | #DIV/0! | #DIV/0! | #DIV/0! | #DIV/0! | #DIV/0! | #DIV/0! | #DIV/0! | #DIV/0! | #DIV/0! | #DIV/0! | #DIV/0! | #DIV/0! | #DIV/0! | #DIV/0! | #DIV/0! | #DIV/0! | #DIV/0! | #DIV/0! | #DIV/0! | #DIV/0! | #DIV/0! | #DIV/0! | #DIV/0! | #DIV/0! | #DIV/0! | #DIV/0! | #DIV/0! | #DIV/0! | #DIV/0! | #DIV/0! | #DIV/0! | #DIV/0! | #DIV/0! | #DIV/0! | #DIV/0!
0 | 0 | #DIV/0! | #DIV/0! | #DIV/0! | #DIV/0! | #DIV/0! | #DIV/0! | #DIV/0! | #DIV/0! | #DIV/0! | #DIV/0! | #DIV/0! | #DIV/0! | #DIV/0! | #DIV/0! | #DIV/0! | #DIV/0! | 0 | 0 | #DIV/0! | #DIV/0! | #DIV/0! | #DIV/0! | #DIV/0! | #DIV/0! | #DIV/0! | #DIV/0! | #DIV/0! | #DIV/0! | #DIV/0! | #DIV/0! | #DIV/0! | #DIV/0! | #DIV/0! | #DIV/0! | #DIV/0! | #DIV/0! | #DIV/0! | #DIV/0! | #DIV/0! | #DIV/0! | #DIV/0! | #DIV/0! | #DIV/0! | #DIV/0! | 4 | 2 | 1 | 0 | 0 | 0 | 0 | 0 | 10.6939 | 10.6939 | 10.6939 | 10.6939 | 10.6939 | 10.6939 | 10.6939 | 10.6939 | 10.6939 | 13.6939 | 21.6939 | 29.6939 | 33.6939 | 33.6939 | 33.6939 | 33.6939 | #DIV/0! | #DIV/0! | #DIV/0! | #DIV/0! | #DIV/0! | #DIV/0! | #DIV/0! | #DIV/0! | #DIV/0! | #DIV/0! | #DIV/0! | #DIV/0! | #DIV/0! | #DIV/0! | #DIV/0! | #DIV/0! | #DIV/0! | #DIV/0! | #DIV/0! | #DIV/0! | #DIV/0! | #DIV/0! | #DIV/0! | #DIV/0! | #DIV/0! | #DIV/0! | #DIV/0! | #DIV/0! | #DIV/0! | #DIV/0! | #DIV/0! | #DIV/0! | #DIV/0! | #DIV/0! | #DIV/0! | #DIV/0!
0 | 0 | #DIV/0! | #DIV/0! | #DIV/0! | #DIV/0! | #DIV/0! | #DIV/0! | #DIV/0! | #DIV/0! | #DIV/0! | #DIV/0! | #DIV/0! | #DIV/0! | #DIV/0! | #DIV/0! | #DIV/0! | #DIV/0! | 0 | 0 | #DIV/0! | #DIV/0! | #DIV/0! | #DIV/0! | #DIV/0! | #DIV/0! | #DIV/0! | #DIV/0! | #DIV/0! | #DIV/0! | #DIV/0! | #DIV/0! | #DIV/0! | #DIV/0! | #DIV/0! | #DIV/0! | #DIV/0! | #DIV/0! | #DIV/0! | #DIV/0! | #DIV/0! | #DIV/0! | #DIV/0! | #DIV/0! | #DIV/0! | #DIV/0! | 4 | 2 | 1 | 0 | 0 | 0 | 0 | 0 | 10.6939 | 10.6939 | 10.6939 | 10.6939 | 10.6939 | 10.6939 | 10.6939 | 10.6939 | 10.6939 | 13.6939 | 21.6939 | 29.6939 | 33.6939 | 33.6939 | 33.6939 | 33.6939 | #DIV/0! | #DIV/0! | #DIV/0! | #DIV/0! | #DIV/0! | #DIV/0! | #DIV/0! | #DIV/0! | #DIV/0! | #DIV/0! | #DIV/0! | #DIV/0! | #DIV/0! | #DIV/0! | #DIV/0! | #DIV/0! | #DIV/0! | #DIV/0! | #DIV/0! | #DIV/0! | #DIV/0! | #DIV/0! | #DIV/0! | #DIV/0! | #DIV/0! | #DIV/0! | #DIV/0! | #DIV/0! | #DIV/0! | #DIV/0! | #DIV/0! | #DIV/0! | #DIV/0! | #DIV/0! | #DIV/0! | #DIV/0!
0 | 0 | #DIV/0! | #DIV/0! | #DIV/0! | #DIV/0! | #DIV/0! | #DIV/0! | #DIV/0! | #DIV/0! | #DIV/0! | #DIV/0! | #DIV/0! | #DIV/0! | #DIV/0! | #DIV/0! | #DIV/0! | #DIV/0! | 0 | 0 | #DIV/0! | #DIV/0! | #DIV/0! | #DIV/0! | #DIV/0! | #DIV/0! | #DIV/0! | #DIV/0! | #DIV/0! | #DIV/0! | #DIV/0! | #DIV/0! | #DIV/0! | #DIV/0! | #DIV/0! | #DIV/0! | #DIV/0! | #DIV/0! | #DIV/0! | #DIV/0! | #DIV/0! | #DIV/0! | #DIV/0! | #DIV/0! | #DIV/0! | #DIV/0! | 4 | 2 | 1 | 0 | 0 | 0 | 0 | 0 | 10.6939 | 10.6939 | 10.6939 | 10.6939 | 10.6939 | 10.6939 | 10.6939 | 10.6939 | 10.6939 | 13.6939 | 21.6939 | 29.6939 | 33.6939 | 33.6939 | 33.6939 | 33.6939 | #DIV/0! | #DIV/0! | #DIV/0! | #DIV/0! | #DIV/0! | #DIV/0! | #DIV/0! | #DIV/0! | #DIV/0! | #DIV/0! | #DIV/0! | #DIV/0! | #DIV/0! | #DIV/0! | #DIV/0! | #DIV/0! | #DIV/0! | #DIV/0! | #DIV/0! | #DIV/0! | #DIV/0! | #DIV/0! | #DIV/0! | #DIV/0! | #DIV/0! | #DIV/0! | #DIV/0! | #DIV/0! | #DIV/0! | #DIV/0! | #DIV/0! | #DIV/0! | #DIV/0! | #DIV/0! | #DIV/0! | #DIV/0!
0 | 0 | #DIV/0! | #DIV/0! | #DIV/0! | #DIV/0! | #DIV/0! | #DIV/0! | #DIV/0! | #DIV/0! | #DIV/0! | #DIV/0! | #DIV/0! | #DIV/0! | #DIV/0! | #DIV/0! | #DIV/0! | #DIV/0! | 0 | 0 | #DIV/0! | #DIV/0! | #DIV/0! | #DIV/0! | #DIV/0! | #DIV/0! | #DIV/0! | #DIV/0! | #DIV/0! | #DIV/0! | #DIV/0! | #DIV/0! | #DIV/0! | #DIV/0! | #DIV/0! | #DIV/0! | #DIV/0! | #DIV/0! | #DIV/0! | #DIV/0! | #DIV/0! | #DIV/0! | #DIV/0! | #DIV/0! | #DIV/0! | #DIV/0! | 4 | 2 | 1 | 0 | 0 | 0 | 0 | 0 | 10.6939 | 10.6939 | 10.6939 | 10.6939 | 10.6939 | 10.6939 | 10.6939 | 10.6939 | 10.6939 | 13.6939 | 21.6939 | 29.6939 | 33.6939 | 33.6939 | 33.6939 | 33.6939 | #DIV/0! | #DIV/0! | #DIV/0! | #DIV/0! | #DIV/0! | #DIV/0! | #DIV/0! | #DIV/0! | #DIV/0! | #DIV/0! | #DIV/0! | #DIV/0! | #DIV/0! | #DIV/0! | #DIV/0! | #DIV/0! | #DIV/0! | #DIV/0! | #DIV/0! | #DIV/0! | #DIV/0! | #DIV/0! | #DIV/0! | #DIV/0! | #DIV/0! | #DIV/0! | #DIV/0! | #DIV/0! | #DIV/0! | #DIV/0! | #DIV/0! | #DIV/0! | #DIV/0! | #DIV/0! | #DIV/0! | #DIV/0!
0 | 0 | #DIV/0! | #DIV/0! | #DIV/0! | #DIV/0! | #DIV/0! | #DIV/0! | #DIV/0! | #DIV/0! | #DIV/0! | #DIV/0! | #DIV/0! | #DIV/0! | #DIV/0! | #DIV/0! | #DIV/0! | #DIV/0! | 0 | 0 | #DIV/0! | #DIV/0! | #DIV/0! | #DIV/0! | #DIV/0! | #DIV/0! | #DIV/0! | #DIV/0! | #DIV/0! | #DIV/0! | #DIV/0! | #DIV/0! | #DIV/0! | #DIV/0! | #DIV/0! | #DIV/0! | #DIV/0! | #DIV/0! | #DIV/0! | #DIV/0! | #DIV/0! | #DIV/0! | #DIV/0! | #DIV/0! | #DIV/0! | #DIV/0! | 4 | 2 | 1 | 0 | 0 | 0 | 0 | 0 | 10.6939 | 10.6939 | 10.6939 | 10.6939 | 10.6939 | 10.6939 | 10.6939 | 10.6939 | 10.6939 | 13.6939 | 21.6939 | 29.6939 | 33.6939 | 33.6939 | 33.6939 | 33.6939 | #DIV/0! | #DIV/0! | #DIV/0! | #DIV/0! | #DIV/0! | #DIV/0! | #DIV/0! | #DIV/0! | #DIV/0! | #DIV/0! | #DIV/0! | #DIV/0! | #DIV/0! | #DIV/0! | #DIV/0! | #DIV/0! | #DIV/0! | #DIV/0! | #DIV/0! | #DIV/0! | #DIV/0! | #DIV/0! | #DIV/0! | #DIV/0! | #DIV/0! | #DIV/0! | #DIV/0! | #DIV/0! | #DIV/0! | #DIV/0! | #DIV/0! | #DIV/0! | #DIV/0! | #DIV/0! | #DIV/0! | #DIV/0!
0 | 0 | #DIV/0! | #DIV/0! | #DIV/0! | #DIV/0! | #DIV/0! | #DIV/0! | #DIV/0! | #DIV/0! | #DIV/0! | #DIV/0! | #DIV/0! | #DIV/0! | #DIV/0! | #DIV/0! | #DIV/0! | #DIV/0! | 0 | 0 | #DIV/0! | #DIV/0! | #DIV/0! | #DIV/0! | #DIV/0! | #DIV/0! | #DIV/0! | #DIV/0! | #DIV/0! | #DIV/0! | #DIV/0! | #DIV/0! | #DIV/0! | #DIV/0! | #DIV/0! | #DIV/0! | #DIV/0! | #DIV/0! | #DIV/0! | #DIV/0! | #DIV/0! | #DIV/0! | #DIV/0! | #DIV/0! | #DIV/0! | #DIV/0! | 4 | 2 | 1 | 0 | 0 | 0 | 0 | 0 | 10.6939 | 10.6939 | 10.6939 | 10.6939 | 10.6939 | 10.6939 | 10.6939 | 10.6939 | 10.6939 | 13.6939 | 21.6939 | 29.6939 | 33.6939 | 33.6939 | 33.6939 | 33.6939 | #DIV/0! | #DIV/0! | #DIV/0! | #DIV/0! | #DIV/0! | #DIV/0! | #DIV/0! | #DIV/0! | #DIV/0! | #DIV/0! | #DIV/0! | #DIV/0! | #DIV/0! | #DIV/0! | #DIV/0! | #DIV/0! | #DIV/0! | #DIV/0! | #DIV/0! | #DIV/0! | #DIV/0! | #DIV/0! | #DIV/0! | #DIV/0! | #DIV/0! | #DIV/0! | #DIV/0! | #DIV/0! | #DIV/0! | #DIV/0! | #DIV/0! | #DIV/0! | #DIV/0! | #DIV/0! | #DIV/0! | #DIV/0!
0 | 0 | #DIV/0! | #DIV/0! | #DIV/0! | #DIV/0! | #DIV/0! | #DIV/0! | #DIV/0! | #DIV/0! | #DIV/0! | #DIV/0! | #DIV/0! | #DIV/0! | #DIV/0! | #DIV/0! | #DIV/0! | #DIV/0! | 0 | 0 | #DIV/0! | #DIV/0! | #DIV/0! | #DIV/0! | #DIV/0! | #DIV/0! | #DIV/0! | #DIV/0! | #DIV/0! | #DIV/0! | #DIV/0! | #DIV/0! | #DIV/0! | #DIV/0! | #DIV/0! | #DIV/0! | #DIV/0! | #DIV/0! | #DIV/0! | #DIV/0! | #DIV/0! | #DIV/0! | #DIV/0! | #DIV/0! | #DIV/0! | #DIV/0! | 4 | 2 | 1 | 0 | 0 | 0 | 0 | 0 | 10.6939 | 10.6939 | 10.6939 | 10.6939 | 10.6939 | 10.6939 | 10.6939 | 10.6939 | 10.6939 | 13.6939 | 21.6939 | 29.6939 | 33.6939 | 33.6939 | 33.6939 | 33.6939 | #DIV/0! | #DIV/0! | #DIV/0! | #DIV/0! | #DIV/0! | #DIV/0! | #DIV/0! | #DIV/0! | #DIV/0! | #DIV/0! | #DIV/0! | #DIV/0! | #DIV/0! | #DIV/0! | #DIV/0! | #DIV/0! | #DIV/0! | #DIV/0! | #DIV/0! | #DIV/0! | #DIV/0! | #DIV/0! | #DIV/0! | #DIV/0! | #DIV/0! | #DIV/0! | #DIV/0! | #DIV/0! | #DIV/0! | #DIV/0! | #DIV/0! | #DIV/0! | #DIV/0! | #DIV/0! | #DIV/0! | #DIV/0!
0 | 0 | #DIV/0! | #DIV/0! | #DIV/0! | #DIV/0! | #DIV/0! | #DIV/0! | #DIV/0! | #DIV/0! | #DIV/0! | #DIV/0! | #DIV/0! | #DIV/0! | #DIV/0! | #DIV/0! | #DIV/0! | #DIV/0! | 0 | 0 | #DIV/0! | #DIV/0! | #DIV/0! | #DIV/0! | #DIV/0! | #DIV/0! | #DIV/0! | #DIV/0! | #DIV/0! | #DIV/0! | #DIV/0! | #DIV/0! | #DIV/0! | #DIV/0! | #DIV/0! | #DIV/0! | #DIV/0! | #DIV/0! | #DIV/0! | #DIV/0! | #DIV/0! | #DIV/0! | #DIV/0! | #DIV/0! | #DIV/0! | #DIV/0! | 4 | 2 | 1 | 0 | 0 | 0 | 0 | 0 | 10.6939 | 10.6939 | 10.6939 | 10.6939 | 10.6939 | 10.6939 | 10.6939 | 10.6939 | 10.6939 | 13.6939 | 21.6939 | 29.6939 | 33.6939 | 33.6939 | 33.6939 | 33.6939 | #DIV/0! | #DIV/0! | #DIV/0! | #DIV/0! | #DIV/0! | #DIV/0! | #DIV/0! | #DIV/0! | #DIV/0! | #DIV/0! | #DIV/0! | #DIV/0! | #DIV/0! | #DIV/0! | #DIV/0! | #DIV/0! | #DIV/0! | #DIV/0! | #DIV/0! | #DIV/0! | #DIV/0! | #DIV/0! | #DIV/0! | #DIV/0! | #DIV/0! | #DIV/0! | #DIV/0! | #DIV/0! | #DIV/0! | #DIV/0! | #DIV/0! | #DIV/0! | #DIV/0! | #DIV/0! | #DIV/0! | #DIV/0!
0 | 0 | #DIV/0! | #DIV/0! | #DIV/0! | #DIV/0! | #DIV/0! | #DIV/0! | #DIV/0! | #DIV/0! | #DIV/0! | #DIV/0! | #DIV/0! | #DIV/0! | #DIV/0! | #DIV/0! | #DIV/0! | #DIV/0! | 0 | 0 | #DIV/0! | #DIV/0! | #DIV/0! | #DIV/0! | #DIV/0! | #DIV/0! | #DIV/0! | #DIV/0! | #DIV/0! | #DIV/0! | #DIV/0! | #DIV/0! | #DIV/0! | #DIV/0! | #DIV/0! | #DIV/0! | #DIV/0! | #DIV/0! | #DIV/0! | #DIV/0! | #DIV/0! | #DIV/0! | #DIV/0! | #DIV/0! | #DIV/0! | #DIV/0! | 4 | 2 | 1 | 0 | 0 | 0 | 0 | 0 | 10.6939 | 10.6939 | 10.6939 | 10.6939 | 10.6939 | 10.6939 | 10.6939 | 10.6939 | 10.6939 | 13.6939 | 21.6939 | 29.6939 | 33.6939 | 33.6939 | 33.6939 | 33.6939 | #DIV/0! | #DIV/0! | #DIV/0! | #DIV/0! | #DIV/0! | #DIV/0! | #DIV/0! | #DIV/0! | #DIV/0! | #DIV/0! | #DIV/0! | #DIV/0! | #DIV/0! | #DIV/0! | #DIV/0! | #DIV/0! | #DIV/0! | #DIV/0! | #DIV/0! | #DIV/0! | #DIV/0! | #DIV/0! | #DIV/0! | #DIV/0! | #DIV/0! | #DIV/0! | #DIV/0! | #DIV/0! | #DIV/0! | #DIV/0! | #DIV/0! | #DIV/0! | #DIV/0! | #DIV/0! | #DIV/0! | #DIV/0!
0 | 0 | #DIV/0! | #DIV/0! | #DIV/0! | #DIV/0! | #DIV/0! | #DIV/0! | #DIV/0! | #DIV/0! | #DIV/0! | #DIV/0! | #DIV/0! | #DIV/0! | #DIV/0! | #DIV/0! | #DIV/0! | #DIV/0! | 0 | 0 | #DIV/0! | #DIV/0! | #DIV/0! | #DIV/0! | #DIV/0! | #DIV/0! | #DIV/0! | #DIV/0! | #DIV/0! | #DIV/0! | #DIV/0! | #DIV/0! | #DIV/0! | #DIV/0! | #DIV/0! | #DIV/0! | #DIV/0! | #DIV/0! | #DIV/0! | #DIV/0! | #DIV/0! | #DIV/0! | #DIV/0! | #DIV/0! | #DIV/0! | #DIV/0! | 4 | 2 | 1 | 0 | 0 | 0 | 0 | 0 | 10.6939 | 10.6939 | 10.6939 | 10.6939 | 10.6939 | 10.6939 | 10.6939 | 10.6939 | 10.6939 | 13.6939 | 21.6939 | 29.6939 | 33.6939 | 33.6939 | 33.6939 | 33.6939 | #DIV/0! | #DIV/0! | #DIV/0! | #DIV/0! | #DIV/0! | #DIV/0! | #DIV/0! | #DIV/0! | #DIV/0! | #DIV/0! | #DIV/0! | #DIV/0! | #DIV/0! | #DIV/0! | #DIV/0! | #DIV/0! | #DIV/0! | #DIV/0! | #DIV/0! | #DIV/0! | #DIV/0! | #DIV/0! | #DIV/0! | #DIV/0! | #DIV/0! | #DIV/0! | #DIV/0! | #DIV/0! | #DIV/0! | #DIV/0! | #DIV/0! | #DIV/0! | #DIV/0! | #DIV/0! | #DIV/0! | #DIV/0!
0 | 0 | #DIV/0! | #DIV/0! | #DIV/0! | #DIV/0! | #DIV/0! | #DIV/0! | #DIV/0! | #DIV/0! | #DIV/0! | #DIV/0! | #DIV/0! | #DIV/0! | #DIV/0! | #DIV/0! | #DIV/0! | #DIV/0! | 0 | 0 | #DIV/0! | #DIV/0! | #DIV/0! | #DIV/0! | #DIV/0! | #DIV/0! | #DIV/0! | #DIV/0! | #DIV/0! | #DIV/0! | #DIV/0! | #DIV/0! | #DIV/0! | #DIV/0! | #DIV/0! | #DIV/0! | #DIV/0! | #DIV/0! | #DIV/0! | #DIV/0! | #DIV/0! | #DIV/0! | #DIV/0! | #DIV/0! | #DIV/0! | #DIV/0! | 4 | 2 | 1 | 0 | 0 | 0 | 0 | 0 | 10.6939 | 10.6939 | 10.6939 | 10.6939 | 10.6939 | 10.6939 | 10.6939 | 10.6939 | 10.6939 | 13.6939 | 21.6939 | 29.6939 | 33.6939 | 33.6939 | 33.6939 | 33.6939 | #DIV/0! | #DIV/0! | #DIV/0! | #DIV/0! | #DIV/0! | #DIV/0! | #DIV/0! | #DIV/0! | #DIV/0! | #DIV/0! | #DIV/0! | #DIV/0! | #DIV/0! | #DIV/0! | #DIV/0! | #DIV/0! | #DIV/0! | #DIV/0! | #DIV/0! | #DIV/0! | #DIV/0! | #DIV/0! | #DIV/0! | #DIV/0! | #DIV/0! | #DIV/0! | #DIV/0! | #DIV/0! | #DIV/0! | #DIV/0! | #DIV/0! | #DIV/0! | #DIV/0! | #DIV/0! | #DIV/0! | #DIV/0!
0 | 0 | #DIV/0! | #DIV/0! | #DIV/0! | #DIV/0! | #DIV/0! | #DIV/0! | #DIV/0! | #DIV/0! | #DIV/0! | #DIV/0! | #DIV/0! | #DIV/0! | #DIV/0! | #DIV/0! | #DIV/0! | #DIV/0! | 0 | 0 | #DIV/0! | #DIV/0! | #DIV/0! | #DIV/0! | #DIV/0! | #DIV/0! | #DIV/0! | #DIV/0! | #DIV/0! | #DIV/0! | #DIV/0! | #DIV/0! | #DIV/0! | #DIV/0! | #DIV/0! | #DIV/0! | #DIV/0! | #DIV/0! | #DIV/0! | #DIV/0! | #DIV/0! | #DIV/0! | #DIV/0! | #DIV/0! | #DIV/0! | #DIV/0! | 4 | 2 | 1 | 0 | 0 | 0 | 0 | 0 | 10.6939 | 10.6939 | 10.6939 | 10.6939 | 10.6939 | 10.6939 | 10.6939 | 10.6939 | 10.6939 | 13.6939 | 21.6939 | 29.6939 | 33.6939 | 33.6939 | 33.6939 | 33.6939 | #DIV/0! | #DIV/0! | #DIV/0! | #DIV/0! | #DIV/0! | #DIV/0! | #DIV/0! | #DIV/0! | #DIV/0! | #DIV/0! | #DIV/0! | #DIV/0! | #DIV/0! | #DIV/0! | #DIV/0! | #DIV/0! | #DIV/0! | #DIV/0! | #DIV/0! | #DIV/0! | #DIV/0! | #DIV/0! | #DIV/0! | #DIV/0! | #DIV/0! | #DIV/0! | #DIV/0! | #DIV/0! | #DIV/0! | #DIV/0! | #DIV/0! | #DIV/0! | #DIV/0! | #DIV/0! | #DIV/0! | #DIV/0!
0 | 0 | #DIV/0! | #DIV/0! | #DIV/0! | #DIV/0! | #DIV/0! | #DIV/0! | #DIV/0! | #DIV/0! | #DIV/0! | #DIV/0! | #DIV/0! | #DIV/0! | #DIV/0! | #DIV/0! | #DIV/0! | #DIV/0! | 0 | 0 | #DIV/0! | #DIV/0! | #DIV/0! | #DIV/0! | #DIV/0! | #DIV/0! | #DIV/0! | #DIV/0! | #DIV/0! | #DIV/0! | #DIV/0! | #DIV/0! | #DIV/0! | #DIV/0! | #DIV/0! | #DIV/0! | #DIV/0! | #DIV/0! | #DIV/0! | #DIV/0! | #DIV/0! | #DIV/0! | #DIV/0! | #DIV/0! | #DIV/0! | #DIV/0! | 4 | 2 | 1 | 0 | 0 | 0 | 0 | 0 | 10.6939 | 10.6939 | 10.6939 | 10.6939 | 10.6939 | 10.6939 | 10.6939 | 10.6939 | 10.6939 | 13.6939 | 21.6939 | 29.6939 | 33.6939 | 33.6939 | 33.6939 | 33.6939 | #DIV/0! | #DIV/0! | #DIV/0! | #DIV/0! | #DIV/0! | #DIV/0! | #DIV/0! | #DIV/0! | #DIV/0! | #DIV/0! | #DIV/0! | #DIV/0! | #DIV/0! | #DIV/0! | #DIV/0! | #DIV/0! | #DIV/0! | #DIV/0! | #DIV/0! | #DIV/0! | #DIV/0! | #DIV/0! | #DIV/0! | #DIV/0! | #DIV/0! | #DIV/0! | #DIV/0! | #DIV/0! | #DIV/0! | #DIV/0! | #DIV/0! | #DIV/0! | #DIV/0! | #DIV/0! | #DIV/0! | #DIV/0!
0 | 0 | #DIV/0! | #DIV/0! | #DIV/0! | #DIV/0! | #DIV/0! | #DIV/0! | #DIV/0! | #DIV/0! | #DIV/0! | #DIV/0! | #DIV/0! | #DIV/0! | #DIV/0! | #DIV/0! | #DIV/0! | #DIV/0! | 0 | 0 | #DIV/0! | #DIV/0! | #DIV/0! | #DIV/0! | #DIV/0! | #DIV/0! | #DIV/0! | #DIV/0! | #DIV/0! | #DIV/0! | #DIV/0! | #DIV/0! | #DIV/0! | #DIV/0! | #DIV/0! | #DIV/0! | #DIV/0! | #DIV/0! | #DIV/0! | #DIV/0! | #DIV/0! | #DIV/0! | #DIV/0! | #DIV/0! | #DIV/0! | #DIV/0! | 4 | 2 | 1 | 0 | 0 | 0 | 0 | 0 | 10.6939 | 10.6939 | 10.6939 | 10.6939 | 10.6939 | 10.6939 | 10.6939 | 10.6939 | 10.6939 | 13.6939 | 21.6939 | 29.6939 | 33.6939 | 33.6939 | 33.6939 | 33.6939 | #DIV/0! | #DIV/0! | #DIV/0! | #DIV/0! | #DIV/0! | #DIV/0! | #DIV/0! | #DIV/0! | #DIV/0! | #DIV/0! | #DIV/0! | #DIV/0! | #DIV/0! | #DIV/0! | #DIV/0! | #DIV/0! | #DIV/0! | #DIV/0! | #DIV/0! | #DIV/0! | #DIV/0! | #DIV/0! | #DIV/0! | #DIV/0! | #DIV/0! | #DIV/0! | #DIV/0! | #DIV/0! | #DIV/0! | #DIV/0! | #DIV/0! | #DIV/0! | #DIV/0! | #DIV/0! | #DIV/0! | #DIV/0!
0 | 0 | #DIV/0! | #DIV/0! | #DIV/0! | #DIV/0! | #DIV/0! | #DIV/0! | #DIV/0! | #DIV/0! | #DIV/0! | #DIV/0! | #DIV/0! | #DIV/0! | #DIV/0! | #DIV/0! | #DIV/0! | #DIV/0! | 0 | 0 | #DIV/0! | #DIV/0! | #DIV/0! | #DIV/0! | #DIV/0! | #DIV/0! | #DIV/0! | #DIV/0! | #DIV/0! | #DIV/0! | #DIV/0! | #DIV/0! | #DIV/0! | #DIV/0! | #DIV/0! | #DIV/0! | #DIV/0! | #DIV/0! | #DIV/0! | #DIV/0! | #DIV/0! | #DIV/0! | #DIV/0! | #DIV/0! | #DIV/0! | #DIV/0! | 4 | 2 | 1 | 0 | 0 | 0 | 0 | 0 | 10.6939 | 10.6939 | 10.6939 | 10.6939 | 10.6939 | 10.6939 | 10.6939 | 10.6939 | 10.6939 | 13.6939 | 21.6939 | 29.6939 | 33.6939 | 33.6939 | 33.6939 | 33.6939 | #DIV/0! | #DIV/0! | #DIV/0! | #DIV/0! | #DIV/0! | #DIV/0! | #DIV/0! | #DIV/0! | #DIV/0! | #DIV/0! | #DIV/0! | #DIV/0! | #DIV/0! | #DIV/0! | #DIV/0! | #DIV/0! | #DIV/0! | #DIV/0! | #DIV/0! | #DIV/0! | #DIV/0! | #DIV/0! | #DIV/0! | #DIV/0! | #DIV/0! | #DIV/0! | #DIV/0! | #DIV/0! | #DIV/0! | #DIV/0! | #DIV/0! | #DIV/0! | #DIV/0! | #DIV/0! | #DIV/0! | #DIV/0!
0 | 0 | #DIV/0! | #DIV/0! | #DIV/0! | #DIV/0! | #DIV/0! | #DIV/0! | #DIV/0! | #DIV/0! | #DIV/0! | #DIV/0! | #DIV/0! | #DIV/0! | #DIV/0! | #DIV/0! | #DIV/0! | #DIV/0! | 0 | 0 | #DIV/0! | #DIV/0! | #DIV/0! | #DIV/0! | #DIV/0! | #DIV/0! | #DIV/0! | #DIV/0! | #DIV/0! | #DIV/0! | #DIV/0! | #DIV/0! | #DIV/0! | #DIV/0! | #DIV/0! | #DIV/0! | #DIV/0! | #DIV/0! | #DIV/0! | #DIV/0! | #DIV/0! | #DIV/0! | #DIV/0! | #DIV/0! | #DIV/0! | #DIV/0! | 4 | 2 | 1 | 0 | 0 | 0 | 0 | 0 | 10.6939 | 10.6939 | 10.6939 | 10.6939 | 10.6939 | 10.6939 | 10.6939 | 10.6939 | 10.6939 | 13.6939 | 21.6939 | 29.6939 | 33.6939 | 33.6939 | 33.6939 | 33.6939 | #DIV/0! | #DIV/0! | #DIV/0! | #DIV/0! | #DIV/0! | #DIV/0! | #DIV/0! | #DIV/0! | #DIV/0! | #DIV/0! | #DIV/0! | #DIV/0! | #DIV/0! | #DIV/0! | #DIV/0! | #DIV/0! | #DIV/0! | #DIV/0! | #DIV/0! | #DIV/0! | #DIV/0! | #DIV/0! | #DIV/0! | #DIV/0! | #DIV/0! | #DIV/0! | #DIV/0! | #DIV/0! | #DIV/0! | #DIV/0! | #DIV/0! | #DIV/0! | #DIV/0! | #DIV/0! | #DIV/0! | #DIV/0!
0 | 0 | #DIV/0! | #DIV/0! | #DIV/0! | #DIV/0! | #DIV/0! | #DIV/0! | #DIV/0! | #DIV/0! | #DIV/0! | #DIV/0! | #DIV/0! | #DIV/0! | #DIV/0! | #DIV/0! | #DIV/0! | #DIV/0! | 0 | 0 | #DIV/0! | #DIV/0! | #DIV/0! | #DIV/0! | #DIV/0! | #DIV/0! | #DIV/0! | #DIV/0! | #DIV/0! | #DIV/0! | #DIV/0! | #DIV/0! | #DIV/0! | #DIV/0! | #DIV/0! | #DIV/0! | #DIV/0! | #DIV/0! | #DIV/0! | #DIV/0! | #DIV/0! | #DIV/0! | #DIV/0! | #DIV/0! | #DIV/0! | #DIV/0! | 4 | 2 | 1 | 0 | 0 | 0 | 0 | 0 | 10.6939 | 10.6939 | 10.6939 | 10.6939 | 10.6939 | 10.6939 | 10.6939 | 10.6939 | 10.6939 | 13.6939 | 21.6939 | 29.6939 | 33.6939 | 33.6939 | 33.6939 | 33.6939 | #DIV/0! | #DIV/0! | #DIV/0! | #DIV/0! | #DIV/0! | #DIV/0! | #DIV/0! | #DIV/0! | #DIV/0! | #DIV/0! | #DIV/0! | #DIV/0! | #DIV/0! | #DIV/0! | #DIV/0! | #DIV/0! | #DIV/0! | #DIV/0! | #DIV/0! | #DIV/0! | #DIV/0! | #DIV/0! | #DIV/0! | #DIV/0! | #DIV/0! | #DIV/0! | #DIV/0! | #DIV/0! | #DIV/0! | #DIV/0! | #DIV/0! | #DIV/0! | #DIV/0! | #DIV/0! | #DIV/0! | #DIV/0!
0 | 0 | #DIV/0! | #DIV/0! | #DIV/0! | #DIV/0! | #DIV/0! | #DIV/0! | #DIV/0! | #DIV/0! | #DIV/0! | #DIV/0! | #DIV/0! | #DIV/0! | #DIV/0! | #DIV/0! | #DIV/0! | #DIV/0! | 0 | 0 | #DIV/0! | #DIV/0! | #DIV/0! | #DIV/0! | #DIV/0! | #DIV/0! | #DIV/0! | #DIV/0! | #DIV/0! | #DIV/0! | #DIV/0! | #DIV/0! | #DIV/0! | #DIV/0! | #DIV/0! | #DIV/0! | #DIV/0! | #DIV/0! | #DIV/0! | #DIV/0! | #DIV/0! | #DIV/0! | #DIV/0! | #DIV/0! | #DIV/0! | #DIV/0! | 4 | 2 | 1 | 0 | 0 | 0 | 0 | 0 | 10.6939 | 10.6939 | 10.6939 | 10.6939 | 10.6939 | 10.6939 | 10.6939 | 10.6939 | 10.6939 | 13.6939 | 21.6939 | 29.6939 | 33.6939 | 33.6939 | 33.6939 | 33.6939 | #DIV/0! | #DIV/0! | #DIV/0! | #DIV/0! | #DIV/0! | #DIV/0! | #DIV/0! | #DIV/0! | #DIV/0! | #DIV/0! | #DIV/0! | #DIV/0! | #DIV/0! | #DIV/0! | #DIV/0! | #DIV/0! | #DIV/0! | #DIV/0! | #DIV/0! | #DIV/0! | #DIV/0! | #DIV/0! | #DIV/0! | #DIV/0! | #DIV/0! | #DIV/0! | #DIV/0! | #DIV/0! | #DIV/0! | #DIV/0! | #DIV/0! | #DIV/0! | #DIV/0! | #DIV/0! | #DIV/0! | #DIV/0!
#VALUE! | 0 | #VALUE! | #VALUE! | #VALUE! | #VALUE! | #VALUE! | #VALUE! | #VALUE! | #VALUE! | #VALUE! | #VALUE! | #VALUE! | #VALUE! | #VALUE! | #VALUE! | #VALUE! | #VALUE! | 0 | 0 | #DIV/0! | #DIV/0! | #DIV/0! | #DIV/0! | #DIV/0! | #DIV/0! | #DIV/0! | #DIV/0! | #DIV/0! | #DIV/0! | #DIV/0! | #DIV/0! | #DIV/0! | #DIV/0! | #DIV/0! | #DIV/0! | #DIV/0! | #DIV/0! | #DIV/0! | #DIV/0! | #DIV/0! | #DIV/0! | #DIV/0! | #DIV/0! | #DIV/0! | #DIV/0! | 4 | 2 | 1 | 0 | 0 | 0 | 0 | 0 | #VALUE! | #VALUE! | #VALUE! | #VALUE! | #VALUE! | #VALUE! | #VALUE! | #VALUE! | #N/A | #N/A | #N/A | #N/A | #N/A | #N/A | #N/A | #N/A | #VALUE! | #VALUE! | #VALUE! | #VALUE! | #VALUE! | #VALUE! | #VALUE! | #VALUE! | #VALUE! | #VALUE! | #VALUE! | #VALUE! | #VALUE! | #VALUE! | #VALUE! | #VALUE! | #VALUE! | #VALUE! | #VALUE! | #VALUE! | #VALUE! | #VALUE! | #VALUE! | #VALUE! | #VALUE! | #VALUE! | #VALUE! | #VALUE! | #VALUE! | #VALUE! | #VALUE! | #VALUE! | #VALUE! | #VALUE! | #VALUE! | #VALUE!
#VALUE! | 0 | #VALUE! | #VALUE! | #VALUE! | #VALUE! | #VALUE! | #VALUE! | #VALUE! | #VALUE! | #VALUE! | #VALUE! | #VALUE! | #VALUE! | #VALUE! | #VALUE! | #VALUE! | #VALUE! | 0 | 0 | #DIV/0! | #DIV/0! | #DIV/0! | #DIV/0! | #DIV/0! | #DIV/0! | #DIV/0! | #DIV/0! | #DIV/0! | #DIV/0! | #DIV/0! | #DIV/0! | #DIV/0! | #DIV/0! | #DIV/0! | #DIV/0! | #DIV/0! | #DIV/0! | #DIV/0! | #DIV/0! | #DIV/0! | #DIV/0! | #DIV/0! | #DIV/0! | #DIV/0! | #DIV/0! | 4 | 2 | 1 | 0 | 0 | 0 | 0 | 0 | #VALUE! | #VALUE! | #VALUE! | #VALUE! | #VALUE! | #VALUE! | #VALUE! | #VALUE! | #N/A | #N/A | #N/A | #N/A | #N/A | #N/A | #N/A | #N/A | #VALUE! | #VALUE! | #VALUE! | #VALUE! | #VALUE! | #VALUE! | #VALUE! | #VALUE! | #VALUE! | #VALUE! | #VALUE! | #VALUE! | #VALUE! | #VALUE! | #VALUE! | #VALUE! | #VALUE! | #VALUE! | #VALUE! | #VALUE! | #VALUE! | #VALUE! | #VALUE! | #VALUE! | #VALUE! | #VALUE! | #VALUE! | #VALUE! | #VALUE! | #VALUE! | #VALUE! | #VALUE! | #VALUE! | #VALUE! | #VALUE! | #VALUE!
#VALUE! | 0 | #VALUE! | #VALUE! | #VALUE! | #VALUE! | #VALUE! | #VALUE! | #VALUE! | #VALUE! | #VALUE! | #VALUE! | #VALUE! | #VALUE! | #VALUE! | #VALUE! | #VALUE! | #VALUE! | 0 | 0 | #DIV/0! | #DIV/0! | #DIV/0! | #DIV/0! | #DIV/0! | #DIV/0! | #DIV/0! | #DIV/0! | #DIV/0! | #DIV/0! | #DIV/0! | #DIV/0! | #DIV/0! | #DIV/0! | #DIV/0! | #DIV/0! | #DIV/0! | #DIV/0! | #DIV/0! | #DIV/0! | #DIV/0! | #DIV/0! | #DIV/0! | #DIV/0! | #DIV/0! | #DIV/0! | 4 | 2 | 1 | 0 | 0 | 0 | 0 | 0 | #VALUE! | #VALUE! | #VALUE! | #VALUE! | #VALUE! | #VALUE! | #VALUE! | #VALUE! | #N/A | #N/A | #N/A | #N/A | #N/A | #N/A | #N/A | #N/A | #VALUE! | #VALUE! | #VALUE! | #VALUE! | #VALUE! | #VALUE! | #VALUE! | #VALUE! | #VALUE! | #VALUE! | #VALUE! | #VALUE! | #VALUE! | #VALUE! | #VALUE! | #VALUE! | #VALUE! | #VALUE! | #VALUE! | #VALUE! | #VALUE! | #VALUE! | #VALUE! | #VALUE! | #VALUE! | #VALUE! | #VALUE! | #VALUE! | #VALUE! | #VALUE! | #VALUE! | #VALUE! | #VALUE! | #VALUE! | #VALUE! | #VALUE!
#REF! | 0 | #REF! | #REF! | #REF! | #REF! | #REF! | #REF! | #REF! | #REF! | #REF! | #REF! | #REF! | #REF! | #REF! | #REF! | #REF! | #REF! | 0 | 0 | #DIV/0! | #DIV/0! | #DIV/0! | #DIV/0! | #DIV/0! | #DIV/0! | #DIV/0! | #DIV/0! | #DIV/0! | #DIV/0! | #DIV/0! | #DIV/0! | #DIV/0! | #DIV/0! | #DIV/0! | #DIV/0! | #DIV/0! | #DIV/0! | #DIV/0! | #DIV/0! | #DIV/0! | #DIV/0! | #DIV/0! | #DIV/0! | #DIV/0! | #DIV/0! | 4 | 2 | 1 | 0 | 0 | 0 | 0 | 0 | #VALUE! | #VALUE! | #VALUE! | #VALUE! | #VALUE! | #VALUE! | #VALUE! | #VALUE! | #N/A | #N/A | #N/A | #N/A | #N/A | #N/A | #N/A | #N/A | #REF! | #REF! | #REF! | #REF! | #REF! | #REF! | #REF! | #REF! | #REF! | #REF! | #REF! | #REF! | #REF! | #REF! | #REF! | #REF! | #REF! | #REF! | #REF! | #REF! | #REF! | #REF! | #REF! | #REF! | #REF! | #REF! | #REF! | #REF! | #REF! | #REF! | #REF! | #REF! | #REF! | #REF! | #REF! | #REF!
#REF! | 0 | #REF! | #REF! | #REF! | #REF! | #REF! | #REF! | #REF! | #REF! | #REF! | #REF! | #REF! | #REF! | #REF! | #REF! | #REF! | #REF! | 0 | 0 | #DIV/0! | #DIV/0! | #DIV/0! | #DIV/0! | #DIV/0! | #DIV/0! | #DIV/0! | #DIV/0! | #DIV/0! | #DIV/0! | #DIV/0! | #DIV/0! | #DIV/0! | #DIV/0! | #DIV/0! | #DIV/0! | #DIV/0! | #DIV/0! | #DIV/0! | #DIV/0! | #DIV/0! | #DIV/0! | #DIV/0! | #DIV/0! | #DIV/0! | #DIV/0! | 4 | 2 | 1 | 0 | 0 | 0 | 0 | 0 | #VALUE! | #VALUE! | #VALUE! | #VALUE! | #VALUE! | #VALUE! | #VALUE! | #VALUE! | #N/A | #N/A | #N/A | #N/A | #N/A | #N/A | #N/A | #N/A | #REF! | #REF! | #REF! | #REF! | #REF! | #REF! | #REF! | #REF! | #REF! | #REF! | #REF! | #REF! | #REF! | #REF! | #REF! | #REF! | #REF! | #REF! | #REF! | #REF! | #REF! | #REF! | #REF! | #REF! | #REF! | #REF! | #REF! | #REF! | #REF! | #REF! | #REF! | #REF! | #REF! | #REF! | #REF! | #REF!
0 | 0 | #DIV/0! | #DIV/0! | #DIV/0! | #DIV/0! | #DIV/0! | #DIV/0! | #DIV/0! | #DIV/0! | #DIV/0! | #DIV/0! | #DIV/0! | #DIV/0! | #DIV/0! | #DIV/0! | #DIV/0! | #DIV/0! | 0 | 0 | #DIV/0! | #DIV/0! | #DIV/0! | #DIV/0! | #DIV/0! | #DIV/0! | #DIV/0! | #DIV/0! | #DIV/0! | #DIV/0! | #DIV/0! | #DIV/0! | #DIV/0! | #DIV/0! | #DIV/0! | #DIV/0! | #DIV/0! | #DIV/0! | #DIV/0! | #DIV/0! | #DIV/0! | #DIV/0! | #DIV/0! | #DIV/0! | #DIV/0! | #DIV/0! | 4 | 2 | 1 | 0 | 0 | 0 | 0 | 0 | #N/A | #N/A | #N/A | #N/A | #N/A | #N/A | #N/A | #N/A | #N/A | #N/A | #N/A | #N/A | #N/A | #N/A | #N/A | #N/A | #DIV/0! | #DIV/0! | #DIV/0! | #DIV/0! | #DIV/0! | #DIV/0! | #DIV/0! | #DIV/0! | #DIV/0! | #DIV/0! | #DIV/0! | #DIV/0! | #DIV/0! | #DIV/0! | #DIV/0! | #DIV/0! | #DIV/0! | #DIV/0! | #DIV/0! | #DIV/0! | #DIV/0! | #DIV/0! | #DIV/0! | #DIV/0! | #DIV/0! | #DIV/0! | #DIV/0! | #DIV/0! | #DIV/0! | #DIV/0! | #DIV/0! | #DIV/0! | #DIV/0! | #DIV/0! | #DIV/0! | #DIV/0!
#REF! | 0 | #REF! | #REF! | #REF! | #REF! | #REF! | #REF! | #REF! | #REF! | #REF! | #REF! | #REF! | #REF! | #REF! | #REF! | #REF! | #REF! | 0 | 0 | #DIV/0! | #DIV/0! | #DIV/0! | #DIV/0! | #DIV/0! | #DIV/0! | #DIV/0! | #DIV/0! | #DIV/0! | #DIV/0! | #DIV/0! | #DIV/0! | #DIV/0! | #DIV/0! | #DIV/0! | #DIV/0! | #DIV/0! | #DIV/0! | #DIV/0! | #DIV/0! | #DIV/0! | #DIV/0! | #DIV/0! | #DIV/0! | #DIV/0! | #DIV/0! | 4 | 2 | 1 | 0 | 0 | 0 | 0 | 0 | #N/A | #N/A | #N/A | #N/A | #N/A | #N/A | #N/A | #N/A | #N/A | #N/A | #N/A | #N/A | #N/A | #N/A | #N/A | #N/A | #REF! | #REF! | #REF! | #REF! | #REF! | #REF! | #REF! | #REF! | #REF! | #REF! | #REF! | #REF! | #REF! | #REF! | #REF! | #REF! | #REF! | #REF! | #REF! | #REF! | #REF! | #REF! | #REF! | #REF! | #REF! | #REF! | #REF! | #REF! | #REF! | #REF! | #REF! | #REF! | #REF! | #REF! | #REF! | #REF!
#REF! | 0 | #REF! | #REF! | #REF! | #REF! | #REF! | #REF! | #REF! | #REF! | #REF! | #REF! | #REF! | #REF! | #REF! | #REF! | #REF! | #REF! | 0 | 0 | #DIV/0! | #DIV/0! | #DIV/0! | #DIV/0! | #DIV/0! | #DIV/0! | #DIV/0! | #DIV/0! | #DIV/0! | #DIV/0! | #DIV/0! | #DIV/0! | #DIV/0! | #DIV/0! | #DIV/0! | #DIV/0! | #DIV/0! | #DIV/0! | #DIV/0! | #DIV/0! | #DIV/0! | #DIV/0! | #DIV/0! | #DIV/0! | #DIV/0! | #DIV/0! | 4 | 2 | 1 | 0 | 0 | 0 | 0 | 0 | #N/A | #N/A | #N/A | #N/A | #N/A | #N/A | #N/A | #N/A | #N/A | #N/A | #N/A | #N/A | #N/A | #N/A | #N/A | #N/A | #REF! | #REF! | #REF! | #REF! | #REF! | #REF! | #REF! | #REF! | #REF! | #REF! | #REF! | #REF! | #REF! | #REF! | #REF! | #REF! | #REF! | #REF! | #REF! | #REF! | #REF! | #REF! | #REF! | #REF! | #REF! | #REF! | #REF! | #REF! | #REF! | #REF! | #REF! | #REF! | #REF! | #REF! | #REF! | #REF!
#REF! | 0 | #REF! | #REF! | #REF! | #REF! | #REF! | #REF! | #REF! | #REF! | #REF! | #REF! | #REF! | #REF! | #REF! | #REF! | #REF! | #REF! | 0 | 0 | #DIV/0! | #DIV/0! | #DIV/0! | #DIV/0! | #DIV/0! | #DIV/0! | #DIV/0! | #DIV/0! | #DIV/0! | #DIV/0! | #DIV/0! | #DIV/0! | #DIV/0! | #DIV/0! | #DIV/0! | #DIV/0! | #DIV/0! | #DIV/0! | #DIV/0! | #DIV/0! | #DIV/0! | #DIV/0! | #DIV/0! | #DIV/0! | #DIV/0! | #DIV/0! | 4 | 2 | 1 | 0 | 0 | 0 | 0 | 0 | #N/A | #N/A | #N/A | #N/A | #N/A | #N/A | #N/A | #N/A | #N/A | #N/A | #N/A | #N/A | #N/A | #N/A | #N/A | #N/A | #REF! | #REF! | #REF! | #REF! | #REF! | #REF! | #REF! | #REF! | #REF! | #REF! | #REF! | #REF! | #REF! | #REF! | #REF! | #REF! | #REF! | #REF! | #REF! | #REF! | #REF! | #REF! | #REF! | #REF! | #REF! | #REF! | #REF! | #REF! | #REF! | #REF! | #REF! | #REF! | #REF! | #REF! | #REF! | #REF!
#REF! | 0 | #REF! | #REF! | #REF! | #REF! | #REF! | #REF! | #REF! | #REF! | #REF! | #REF! | #REF! | #REF! | #REF! | #REF! | #REF! | #REF! | 0 | 0 | #DIV/0! | #DIV/0! | #DIV/0! | #DIV/0! | #DIV/0! | #DIV/0! | #DIV/0! | #DIV/0! | #DIV/0! | #DIV/0! | #DIV/0! | #DIV/0! | #DIV/0! | #DIV/0! | #DIV/0! | #DIV/0! | #DIV/0! | #DIV/0! | #DIV/0! | #DIV/0! | #DIV/0! | #DIV/0! | #DIV/0! | #DIV/0! | #DIV/0! | #DIV/0! | 4 | 2 | 1 | 0 | 0 | 0 | 0 | 0 | #N/A | #N/A | #N/A | #N/A | #N/A | #N/A | #N/A | #N/A | #N/A | #N/A | #N/A | #N/A | #N/A | #N/A | #N/A | #N/A | #REF! | #REF! | #REF! | #REF! | #REF! | #REF! | #REF! | #REF! | #REF! | #REF! | #REF! | #REF! | #REF! | #REF! | #REF! | #REF! | #REF! | #REF! | #REF! | #REF! | #REF! | #REF! | #REF! | #REF! | #REF! | #REF! | #REF! | #REF! | #REF! | #REF! | #REF! | #REF! | #REF! | #REF! | #REF! | #REF!
#REF! | 0 | #REF! | #REF! | #REF! | #REF! | #REF! | #REF! | #REF! | #REF! | #REF! | #REF! | #REF! | #REF! | #REF! | #REF! | #REF! | #REF! | 0 | 0 | #DIV/0! | #DIV/0! | #DIV/0! | #DIV/0! | #DIV/0! | #DIV/0! | #DIV/0! | #DIV/0! | #DIV/0! | #DIV/0! | #DIV/0! | #DIV/0! | #DIV/0! | #DIV/0! | #DIV/0! | #DIV/0! | #DIV/0! | #DIV/0! | #DIV/0! | #DIV/0! | #DIV/0! | #DIV/0! | #DIV/0! | #DIV/0! | #DIV/0! | #DIV/0! | 4 | 2 | 1 | 0 | 0 | 0 | 0 | 0 | #N/A | #N/A | #N/A | #N/A | #N/A | #N/A | #N/A | #N/A | #N/A | #N/A | #N/A | #N/A | #N/A | #N/A | #N/A | #N/A | #REF! | #REF! | #REF! | #REF! | #REF! | #REF! | #REF! | #REF! | #REF! | #REF! | #REF! | #REF! | #REF! | #REF! | #REF! | #REF! | #REF! | #REF! | #REF! | #REF! | #REF! | #REF! | #REF! | #REF! | #REF! | #REF! | #REF! | #REF! | #REF! | #REF! | #REF! | #REF! | #REF! | #REF! | #REF! | #REF!
0 | 0 | #DIV/0! | #DIV/0! | #DIV/0! | #DIV/0! | #DIV/0! | #DIV/0! | #DIV/0! | #DIV/0! | #DIV/0! | #DIV/0! | #DIV/0! | #DIV/0! | #DIV/0! | #DIV/0! | #DIV/0! | #DIV/0! | 0 | 0 | #DIV/0! | #DIV/0! | #DIV/0! | #DIV/0! | #DIV/0! | #DIV/0! | #DIV/0! | #DIV/0! | #DIV/0! | #DIV/0! | #DIV/0! | #DIV/0! | #DIV/0! | #DIV/0! | #DIV/0! | #DIV/0! | #DIV/0! | #DIV/0! | #DIV/0! | #DIV/0! | #DIV/0! | #DIV/0! | #DIV/0! | #DIV/0! | #DIV/0! | #DIV/0! | 4 | 2 | 1 | 0 | 0 | 0 | 0 | 0 | #N/A | #N/A | #N/A | #N/A | #N/A | #N/A | #N/A | #N/A | #N/A | #N/A | #N/A | #N/A | #N/A | #N/A | #N/A | #N/A | #DIV/0! | #DIV/0! | #DIV/0! | #DIV/0! | #DIV/0! | #DIV/0! | #DIV/0! | #DIV/0! | #DIV/0! | #DIV/0! | #DIV/0! | #DIV/0! | #DIV/0! | #DIV/0! | #DIV/0! | #DIV/0! | #DIV/0! | #DIV/0! | #DIV/0! | #DIV/0! | #DIV/0! | #DIV/0! | #DIV/0! | #DIV/0! | #DIV/0! | #DIV/0! | #DIV/0! | #DIV/0! | #DIV/0! | #DIV/0! | #DIV/0! | #DIV/0! | #DIV/0! | #DIV/0! | #DIV/0! | #DIV/0!
0 | 0 | #DIV/0! | #DIV/0! | #DIV/0! | #DIV/0! | #DIV/0! | #DIV/0! | #DIV/0! | #DIV/0! | #DIV/0! | #DIV/0! | #DIV/0! | #DIV/0! | #DIV/0! | #DIV/0! | #DIV/0! | #DIV/0! | 0 | 0 | #DIV/0! | #DIV/0! | #DIV/0! | #DIV/0! | #DIV/0! | #DIV/0! | #DIV/0! | #DIV/0! | #DIV/0! | #DIV/0! | #DIV/0! | #DIV/0! | #DIV/0! | #DIV/0! | #DIV/0! | #DIV/0! | #DIV/0! | #DIV/0! | #DIV/0! | #DIV/0! | #DIV/0! | #DIV/0! | #DIV/0! | #DIV/0! | #DIV/0! | #DIV/0! | 4 | 2 | 1 | 0 | 0 | 0 | 0 | 0 | #N/A | #N/A | #N/A | #N/A | #N/A | #N/A | #N/A | #N/A | #N/A | #N/A | #N/A | #N/A | #N/A | #N/A | #N/A | #N/A | #DIV/0! | #DIV/0! | #DIV/0! | #DIV/0! | #DIV/0! | #DIV/0! | #DIV/0! | #DIV/0! | #DIV/0! | #DIV/0! | #DIV/0! | #DIV/0! | #DIV/0! | #DIV/0! | #DIV/0! | #DIV/0! | #DIV/0! | #DIV/0! | #DIV/0! | #DIV/0! | #DIV/0! | #DIV/0! | #DIV/0! | #DIV/0! | #DIV/0! | #DIV/0! | #DIV/0! | #DIV/0! | #DIV/0! | #DIV/0! | #DIV/0! | #DIV/0! | #DIV/0! | #DIV/0! | #DIV/0! | #DIV/0!
0 | 0 | #DIV/0! | #DIV/0! | #DIV/0! | #DIV/0! | #DIV/0! | #DIV/0! | #DIV/0! | #DIV/0! | #DIV/0! | #DIV/0! | #DIV/0! | #DIV/0! | #DIV/0! | #DIV/0! | #DIV/0! | #DIV/0! | 0 | 0 | #DIV/0! | #DIV/0! | #DIV/0! | #DIV/0! | #DIV/0! | #DIV/0! | #DIV/0! | #DIV/0! | #DIV/0! | #DIV/0! | #DIV/0! | #DIV/0! | #DIV/0! | #DIV/0! | #DIV/0! | #DIV/0! | #DIV/0! | #DIV/0! | #DIV/0! | #DIV/0! | #DIV/0! | #DIV/0! | #DIV/0! | #DIV/0! | #DIV/0! | #DIV/0! | 4 | 2 | 1 | 0 | 0 | 0 | 0 | 0 | #N/A | #N/A | #N/A | #N/A | #N/A | #N/A | #N/A | #N/A | #N/A | #N/A | #N/A | #N/A | #N/A | #N/A | #N/A | #N/A | #DIV/0! | #DIV/0! | #DIV/0! | #DIV/0! | #DIV/0! | #DIV/0! | #DIV/0! | #DIV/0! | #DIV/0! | #DIV/0! | #DIV/0! | #DIV/0! | #DIV/0! | #DIV/0! | #DIV/0! | #DIV/0! | #DIV/0! | #DIV/0! | #DIV/0! | #DIV/0! | #DIV/0! | #DIV/0! | #DIV/0! | #DIV/0! | #DIV/0! | #DIV/0! | #DIV/0! | #DIV/0! | #DIV/0! | #DIV/0! | #DIV/0! | #DIV/0! | #DIV/0! | #DIV/0! | #DIV/0! | #DIV/0!
0 | 0 | #DIV/0! | #DIV/0! | #DIV/0! | #DIV/0! | #DIV/0! | #DIV/0! | #DIV/0! | #DIV/0! | #DIV/0! | #DIV/0! | #DIV/0! | #DIV/0! | #DIV/0! | #DIV/0! | #DIV/0! | #DIV/0! | 0 | 0 | #DIV/0! | #DIV/0! | #DIV/0! | #DIV/0! | #DIV/0! | #DIV/0! | #DIV/0! | #DIV/0! | #DIV/0! | #DIV/0! | #DIV/0! | #DIV/0! | #DIV/0! | #DIV/0! | #DIV/0! | #DIV/0! | #DIV/0! | #DIV/0! | #DIV/0! | #DIV/0! | #DIV/0! | #DIV/0! | #DIV/0! | #DIV/0! | #DIV/0! | #DIV/0! | 4 | 2 | 1 | 0 | 0 | 0 | 0 | 0 | #N/A | #N/A | #N/A | #N/A | #N/A | #N/A | #N/A | #N/A | #N/A | #N/A | #N/A | #N/A | #N/A | #N/A | #N/A | #N/A | #DIV/0! | #DIV/0! | #DIV/0! | #DIV/0! | #DIV/0! | #DIV/0! | #DIV/0! | #DIV/0! | #DIV/0! | #DIV/0! | #DIV/0! | #DIV/0! | #DIV/0! | #DIV/0! | #DIV/0! | #DIV/0! | #DIV/0! | #DIV/0! | #DIV/0! | #DIV/0! | #DIV/0! | #DIV/0! | #DIV/0! | #DIV/0! | #DIV/0! | #DIV/0! | #DIV/0! | #DIV/0! | #DIV/0! | #DIV/0! | #DIV/0! | #DIV/0! | #DIV/0! | #DIV/0! | #DIV/0! | #DIV/0!
0 | 0 | #DIV/0! | #DIV/0! | #DIV/0! | #DIV/0! | #DIV/0! | #DIV/0! | #DIV/0! | #DIV/0! | #DIV/0! | #DIV/0! | #DIV/0! | #DIV/0! | #DIV/0! | #DIV/0! | #DIV/0! | #DIV/0! | 0 | 0 | #DIV/0! | #DIV/0! | #DIV/0! | #DIV/0! | #DIV/0! | #DIV/0! | #DIV/0! | #DIV/0! | #DIV/0! | #DIV/0! | #DIV/0! | #DIV/0! | #DIV/0! | #DIV/0! | #DIV/0! | #DIV/0! | #DIV/0! | #DIV/0! | #DIV/0! | #DIV/0! | #DIV/0! | #DIV/0! | #DIV/0! | #DIV/0! | #DIV/0! | #DIV/0! | 4 | 2 | 1 | 0 | 0 | 0 | 0 | 0 | #N/A | #N/A | #N/A | #N/A | #N/A | #N/A | #N/A | #N/A | #N/A | #N/A | #N/A | #N/A | #N/A | #N/A | #N/A | #N/A | #DIV/0! | #DIV/0! | #DIV/0! | #DIV/0! | #DIV/0! | #DIV/0! | #DIV/0! | #DIV/0! | #DIV/0! | #DIV/0! | #DIV/0! | #DIV/0! | #DIV/0! | #DIV/0! | #DIV/0! | #DIV/0! | #DIV/0! | #DIV/0! | #DIV/0! | #DIV/0! | #DIV/0! | #DIV/0! | #DIV/0! | #DIV/0! | #DIV/0! | #DIV/0! | #DIV/0! | #DIV/0! | #DIV/0! | #DIV/0! | #DIV/0! | #DIV/0! | #DIV/0! | #DIV/0! | #DIV/0! | #DIV/0!
0 | 0 | #DIV/0! | #DIV/0! | #DIV/0! | #DIV/0! | #DIV/0! | #DIV/0! | #DIV/0! | #DIV/0! | #DIV/0! | #DIV/0! | #DIV/0! | #DIV/0! | #DIV/0! | #DIV/0! | #DIV/0! | #DIV/0! | 0 | 0 | #DIV/0! | #DIV/0! | #DIV/0! | #DIV/0! | #DIV/0! | #DIV/0! | #DIV/0! | #DIV/0! | #DIV/0! | #DIV/0! | #DIV/0! | #DIV/0! | #DIV/0! | #DIV/0! | #DIV/0! | #DIV/0! | #DIV/0! | #DIV/0! | #DIV/0! | #DIV/0! | #DIV/0! | #DIV/0! | #DIV/0! | #DIV/0! | #DIV/0! | #DIV/0! | 4 | 2 | 1 | 0 | 0 | 0 | 0 | 0 | #N/A | #N/A | #N/A | #N/A | #N/A | #N/A | #N/A | #N/A | #N/A | #N/A | #N/A | #N/A | #N/A | #N/A | #N/A | #N/A | #DIV/0! | #DIV/0! | #DIV/0! | #DIV/0! | #DIV/0! | #DIV/0! | #DIV/0! | #DIV/0! | #DIV/0! | #DIV/0! | #DIV/0! | #DIV/0! | #DIV/0! | #DIV/0! | #DIV/0! | #DIV/0! | #DIV/0! | #DIV/0! | #DIV/0! | #DIV/0! | #DIV/0! | #DIV/0! | #DIV/0! | #DIV/0! | #DIV/0! | #DIV/0! | #DIV/0! | #DIV/0! | #DIV/0! | #DIV/0! | #DIV/0! | #DIV/0! | #DIV/0! | #DIV/0! | #DIV/0! | #DIV/0!
0 | 0 | #DIV/0! | #DIV/0! | #DIV/0! | #DIV/0! | #DIV/0! | #DIV/0! | #DIV/0! | #DIV/0! | #DIV/0! | #DIV/0! | #DIV/0! | #DIV/0! | #DIV/0! | #DIV/0! | #DIV/0! | #DIV/0! | 0 | 0 | #DIV/0! | #DIV/0! | #DIV/0! | #DIV/0! | #DIV/0! | #DIV/0! | #DIV/0! | #DIV/0! | #DIV/0! | #DIV/0! | #DIV/0! | #DIV/0! | #DIV/0! | #DIV/0! | #DIV/0! | #DIV/0! | #DIV/0! | #DIV/0! | #DIV/0! | #DIV/0! | #DIV/0! | #DIV/0! | #DIV/0! | #DIV/0! | #DIV/0! | #DIV/0! | 4 | 2 | 1 | 0 | 0 | 0 | 0 | 0 | #N/A | #N/A | #N/A | #N/A | #N/A | #N/A | #N/A | #N/A | #N/A | #N/A | #N/A | #N/A | #N/A | #N/A | #N/A | #N/A | #DIV/0! | #DIV/0! | #DIV/0! | #DIV/0! | #DIV/0! | #DIV/0! | #DIV/0! | #DIV/0! | #DIV/0! | #DIV/0! | #DIV/0! | #DIV/0! | #DIV/0! | #DIV/0! | #DIV/0! | #DIV/0! | #DIV/0! | #DIV/0! | #DIV/0! | #DIV/0! | #DIV/0! | #DIV/0! | #DIV/0! | #DIV/0! | #DIV/0! | #DIV/0! | #DIV/0! | #DIV/0! | #DIV/0! | #DIV/0! | #DIV/0! | #DIV/0! | #DIV/0! | #DIV/0! | #DIV/0! | #DIV/0!
0 | 0 | #DIV/0! | #DIV/0! | #DIV/0! | #DIV/0! | #DIV/0! | #DIV/0! | #DIV/0! | #DIV/0! | #DIV/0! | #DIV/0! | #DIV/0! | #DIV/0! | #DIV/0! | #DIV/0! | #DIV/0! | #DIV/0! | 0 | 0 | #DIV/0! | #DIV/0! | #DIV/0! | #DIV/0! | #DIV/0! | #DIV/0! | #DIV/0! | #DIV/0! | #DIV/0! | #DIV/0! | #DIV/0! | #DIV/0! | #DIV/0! | #DIV/0! | #DIV/0! | #DIV/0! | #DIV/0! | #DIV/0! | #DIV/0! | #DIV/0! | #DIV/0! | #DIV/0! | #DIV/0! | #DIV/0! | #DIV/0! | #DIV/0! | 4 | 2 | 1 | 0 | 0 | 0 | 0 | 0 | #N/A | #N/A | #N/A | #N/A | #N/A | #N/A | #N/A | #N/A | #N/A | #N/A | #N/A | #N/A | #N/A | #N/A | #N/A | #N/A | #DIV/0! | #DIV/0! | #DIV/0! | #DIV/0! | #DIV/0! | #DIV/0! | #DIV/0! | #DIV/0! | #DIV/0! | #DIV/0! | #DIV/0! | #DIV/0! | #DIV/0! | #DIV/0! | #DIV/0! | #DIV/0! | #DIV/0! | #DIV/0! | #DIV/0! | #DIV/0! | #DIV/0! | #DIV/0! | #DIV/0! | #DIV/0! | #DIV/0! | #DIV/0! | #DIV/0! | #DIV/0! | #DIV/0! | #DIV/0! | #DIV/0! | #DIV/0! | #DIV/0! | #DIV/0! | #DIV/0! | #DIV/0!
0 | 0 | #DIV/0! | #DIV/0! | #DIV/0! | #DIV/0! | #DIV/0! | #DIV/0! | #DIV/0! | #DIV/0! | #DIV/0! | #DIV/0! | #DIV/0! | #DIV/0! | #DIV/0! | #DIV/0! | #DIV/0! | #DIV/0! | 0 | 0 | #DIV/0! | #DIV/0! | #DIV/0! | #DIV/0! | #DIV/0! | #DIV/0! | #DIV/0! | #DIV/0! | #DIV/0! | #DIV/0! | #DIV/0! | #DIV/0! | #DIV/0! | #DIV/0! | #DIV/0! | #DIV/0! | #DIV/0! | #DIV/0! | #DIV/0! | #DIV/0! | #DIV/0! | #DIV/0! | #DIV/0! | #DIV/0! | #DIV/0! | #DIV/0! | 4 | 2 | 1 | 0 | 0 | 0 | 0 | 0 | #N/A | #N/A | #N/A | #N/A | #N/A | #N/A | #N/A | #N/A | #N/A | #N/A | #N/A | #N/A | #N/A | #N/A | #N/A | #N/A | #DIV/0! | #DIV/0! | #DIV/0! | #DIV/0! | #DIV/0! | #DIV/0! | #DIV/0! | #DIV/0! | #DIV/0! | #DIV/0! | #DIV/0! | #DIV/0! | #DIV/0! | #DIV/0! | #DIV/0! | #DIV/0! | #DIV/0! | #DIV/0! | #DIV/0! | #DIV/0! | #DIV/0! | #DIV/0! | #DIV/0! | #DIV/0! | #DIV/0! | #DIV/0! | #DIV/0! | #DIV/0! | #DIV/0! | #DIV/0! | #DIV/0! | #DIV/0! | #DIV/0! | #DIV/0! | #DIV/0! | #DIV/0!
0 | 0 | #DIV/0! | #DIV/0! | #DIV/0! | #DIV/0! | #DIV/0! | #DIV/0! | #DIV/0! | #DIV/0! | #DIV/0! | #DIV/0! | #DIV/0! | #DIV/0! | #DIV/0! | #DIV/0! | #DIV/0! | #DIV/0! | 0 | 0 | #DIV/0! | #DIV/0! | #DIV/0! | #DIV/0! | #DIV/0! | #DIV/0! | #DIV/0! | #DIV/0! | #DIV/0! | #DIV/0! | #DIV/0! | #DIV/0! | #DIV/0! | #DIV/0! | #DIV/0! | #DIV/0! | #DIV/0! | #DIV/0! | #DIV/0! | #DIV/0! | #DIV/0! | #DIV/0! | #DIV/0! | #DIV/0! | #DIV/0! | #DIV/0! | 4 | 2 | 1 | 0 | 0 | 0 | 0 | 0 | #N/A | #N/A | #N/A | #N/A | #N/A | #N/A | #N/A | #N/A | #N/A | #N/A | #N/A | #N/A | #N/A | #N/A | #N/A | #N/A | #DIV/0! | #DIV/0! | #DIV/0! | #DIV/0! | #DIV/0! | #DIV/0! | #DIV/0! | #DIV/0! | #DIV/0! | #DIV/0! | #DIV/0! | #DIV/0! | #DIV/0! | #DIV/0! | #DIV/0! | #DIV/0! | #DIV/0! | #DIV/0! | #DIV/0! | #DIV/0! | #DIV/0! | #DIV/0! | #DIV/0! | #DIV/0! | #DIV/0! | #DIV/0! | #DIV/0! | #DIV/0! | #DIV/0! | #DIV/0! | #DIV/0! | #DIV/0! | #DIV/0! | #DIV/0! | #DIV/0! | #DIV/0!
0 | 0 | #DIV/0! | #DIV/0! | #DIV/0! | #DIV/0! | #DIV/0! | #DIV/0! | #DIV/0! | #DIV/0! | #DIV/0! | #DIV/0! | #DIV/0! | #DIV/0! | #DIV/0! | #DIV/0! | #DIV/0! | #DIV/0! | 0 | 0 | #DIV/0! | #DIV/0! | #DIV/0! | #DIV/0! | #DIV/0! | #DIV/0! | #DIV/0! | #DIV/0! | #DIV/0! | #DIV/0! | #DIV/0! | #DIV/0! | #DIV/0! | #DIV/0! | #DIV/0! | #DIV/0! | #DIV/0! | #DIV/0! | #DIV/0! | #DIV/0! | #DIV/0! | #DIV/0! | #DIV/0! | #DIV/0! | #DIV/0! | #DIV/0! | 4 | 2 | 1 | 0 | 0 | 0 | 0 | 0 | #N/A | #N/A | #N/A | #N/A | #N/A | #N/A | #N/A | #N/A | #N/A | #N/A | #N/A | #N/A | #N/A | #N/A | #N/A | #N/A | #DIV/0! | #DIV/0! | #DIV/0! | #DIV/0! | #DIV/0! | #DIV/0! | #DIV/0! | #DIV/0! | #DIV/0! | #DIV/0! | #DIV/0! | #DIV/0! | #DIV/0! | #DIV/0! | #DIV/0! | #DIV/0! | #DIV/0! | #DIV/0! | #DIV/0! | #DIV/0! | #DIV/0! | #DIV/0! | #DIV/0! | #DIV/0! | #DIV/0! | #DIV/0! | #DIV/0! | #DIV/0! | #DIV/0! | #DIV/0! | #DIV/0! | #DIV/0! | #DIV/0! | #DIV/0! | #DIV/0! | #DIV/0!
0 | 0 | #DIV/0! | #DIV/0! | #DIV/0! | #DIV/0! | #DIV/0! | #DIV/0! | #DIV/0! | #DIV/0! | #DIV/0! | #DIV/0! | #DIV/0! | #DIV/0! | #DIV/0! | #DIV/0! | #DIV/0! | #DIV/0! | 0 | 0 | #DIV/0! | #DIV/0! | #DIV/0! | #DIV/0! | #DIV/0! | #DIV/0! | #DIV/0! | #DIV/0! | #DIV/0! | #DIV/0! | #DIV/0! | #DIV/0! | #DIV/0! | #DIV/0! | #DIV/0! | #DIV/0! | #DIV/0! | #DIV/0! | #DIV/0! | #DIV/0! | #DIV/0! | #DIV/0! | #DIV/0! | #DIV/0! | #DIV/0! | #DIV/0! | 4 | 2 | 1 | 0 | 0 | 0 | 0 | 0 | #N/A | #N/A | #N/A | #N/A | #N/A | #N/A | #N/A | #N/A | #N/A | #N/A | #N/A | #N/A | #N/A | #N/A | #N/A | #N/A | #DIV/0! | #DIV/0! | #DIV/0! | #DIV/0! | #DIV/0! | #DIV/0! | #DIV/0! | #DIV/0! | #DIV/0! | #DIV/0! | #DIV/0! | #DIV/0! | #DIV/0! | #DIV/0! | #DIV/0! | #DIV/0! | #DIV/0! | #DIV/0! | #DIV/0! | #DIV/0! | #DIV/0! | #DIV/0! | #DIV/0! | #DIV/0! | #DIV/0! | #DIV/0! | #DIV/0! | #DIV/0! | #DIV/0! | #DIV/0! | #DIV/0! | #DIV/0! | #DIV/0! | #DIV/0! | #DIV/0! | #DIV/0!
0 | 0 | #DIV/0! | #DIV/0! | #DIV/0! | #DIV/0! | #DIV/0! | #DIV/0! | #DIV/0! | #DIV/0! | #DIV/0! | #DIV/0! | #DIV/0! | #DIV/0! | #DIV/0! | #DIV/0! | #DIV/0! | #DIV/0! | 0 | 0 | #DIV/0! | #DIV/0! | #DIV/0! | #DIV/0! | #DIV/0! | #DIV/0! | #DIV/0! | #DIV/0! | #DIV/0! | #DIV/0! | #DIV/0! | #DIV/0! | #DIV/0! | #DIV/0! | #DIV/0! | #DIV/0! | #DIV/0! | #DIV/0! | #DIV/0! | #DIV/0! | #DIV/0! | #DIV/0! | #DIV/0! | #DIV/0! | #DIV/0! | #DIV/0! | 4 | 2 | 1 | 0 | 0 | 0 | 0 | 0 | #N/A | #N/A | #N/A | #N/A | #N/A | #N/A | #N/A | #N/A | #N/A | #N/A | #N/A | #N/A | #N/A | #N/A | #N/A | #N/A | #DIV/0! | #DIV/0! | #DIV/0! | #DIV/0! | #DIV/0! | #DIV/0! | #DIV/0! | #DIV/0! | #DIV/0! | #DIV/0! | #DIV/0! | #DIV/0! | #DIV/0! | #DIV/0! | #DIV/0! | #DIV/0! | #DIV/0! | #DIV/0! | #DIV/0! | #DIV/0! | #DIV/0! | #DIV/0! | #DIV/0! | #DIV/0! | #DIV/0! | #DIV/0! | #DIV/0! | #DIV/0! | #DIV/0! | #DIV/0! | #DIV/0! | #DIV/0! | #DIV/0! | #DIV/0! | #DIV/0! | #DIV/0!
0 | 0 | #DIV/0! | #DIV/0! | #DIV/0! | #DIV/0! | #DIV/0! | #DIV/0! | #DIV/0! | #DIV/0! | #DIV/0! | #DIV/0! | #DIV/0! | #DIV/0! | #DIV/0! | #DIV/0! | #DIV/0! | #DIV/0! | 0 | 0 | #DIV/0! | #DIV/0! | #DIV/0! | #DIV/0! | #DIV/0! | #DIV/0! | #DIV/0! | #DIV/0! | #DIV/0! | #DIV/0! | #DIV/0! | #DIV/0! | #DIV/0! | #DIV/0! | #DIV/0! | #DIV/0! | #DIV/0! | #DIV/0! | #DIV/0! | #DIV/0! | #DIV/0! | #DIV/0! | #DIV/0! | #DIV/0! | #DIV/0! | #DIV/0! | 4 | 2 | 1 | 0 | 0 | 0 | 0 | 0 | #N/A | #N/A | #N/A | #N/A | #N/A | #N/A | #N/A | #N/A | #N/A | #N/A | #N/A | #N/A | #N/A | #N/A | #N/A | #N/A | #DIV/0! | #DIV/0! | #DIV/0! | #DIV/0! | #DIV/0! | #DIV/0! | #DIV/0! | #DIV/0! | #DIV/0! | #DIV/0! | #DIV/0! | #DIV/0! | #DIV/0! | #DIV/0! | #DIV/0! | #DIV/0! | #DIV/0! | #DIV/0! | #DIV/0! | #DIV/0! | #DIV/0! | #DIV/0! | #DIV/0! | #DIV/0! | #DIV/0! | #DIV/0! | #DIV/0! | #DIV/0! | #DIV/0! | #DIV/0! | #DIV/0! | #DIV/0! | #DIV/0! | #DIV/0! | #DIV/0! | #DIV/0!
0 | 0 | #DIV/0! | #DIV/0! | #DIV/0! | #DIV/0! | #DIV/0! | #DIV/0! | #DIV/0! | #DIV/0! | #DIV/0! | #DIV/0! | #DIV/0! | #DIV/0! | #DIV/0! | #DIV/0! | #DIV/0! | #DIV/0! | 0 | 0 | #DIV/0! | #DIV/0! | #DIV/0! | #DIV/0! | #DIV/0! | #DIV/0! | #DIV/0! | #DIV/0! | #DIV/0! | #DIV/0! | #DIV/0! | #DIV/0! | #DIV/0! | #DIV/0! | #DIV/0! | #DIV/0! | #DIV/0! | #DIV/0! | #DIV/0! | #DIV/0! | #DIV/0! | #DIV/0! | #DIV/0! | #DIV/0! | #DIV/0! | #DIV/0! | 4 | 2 | 1 | 0 | 0 | 0 | 0 | 0 | #N/A | #N/A | #N/A | #N/A | #N/A | #N/A | #N/A | #N/A | #N/A | #N/A | #N/A | #N/A | #N/A | #N/A | #N/A | #N/A | #DIV/0! | #DIV/0! | #DIV/0! | #DIV/0! | #DIV/0! | #DIV/0! | #DIV/0! | #DIV/0! | #DIV/0! | #DIV/0! | #DIV/0! | #DIV/0! | #DIV/0! | #DIV/0! | #DIV/0! | #DIV/0! | #DIV/0! | #DIV/0! | #DIV/0! | #DIV/0! | #DIV/0! | #DIV/0! | #DIV/0! | #DIV/0! | #DIV/0! | #DIV/0! | #DIV/0! | #DIV/0! | #DIV/0! | #DIV/0! | #DIV/0! | #DIV/0! | #DIV/0! | #DIV/0! | #DIV/0! | #DIV/0!
0 | 0 | #DIV/0! | #DIV/0! | #DIV/0! | #DIV/0! | #DIV/0! | #DIV/0! | #DIV/0! | #DIV/0! | #DIV/0! | #DIV/0! | #DIV/0! | #DIV/0! | #DIV/0! | #DIV/0! | #DIV/0! | #DIV/0! | 0 | 0 | #DIV/0! | #DIV/0! | #DIV/0! | #DIV/0! | #DIV/0! | #DIV/0! | #DIV/0! | #DIV/0! | #DIV/0! | #DIV/0! | #DIV/0! | #DIV/0! | #DIV/0! | #DIV/0! | #DIV/0! | #DIV/0! | #DIV/0! | #DIV/0! | #DIV/0! | #DIV/0! | #DIV/0! | #DIV/0! | #DIV/0! | #DIV/0! | #DIV/0! | #DIV/0! | 4 | 2 | 1 | 0 | 0 | 0 | 0 | 0 | #N/A | #N/A | #N/A | #N/A | #N/A | #N/A | #N/A | #N/A | #N/A | #N/A | #N/A | #N/A | #N/A | #N/A | #N/A | #N/A | #DIV/0! | #DIV/0! | #DIV/0! | #DIV/0! | #DIV/0! | #DIV/0! | #DIV/0! | #DIV/0! | #DIV/0! | #DIV/0! | #DIV/0! | #DIV/0! | #DIV/0! | #DIV/0! | #DIV/0! | #DIV/0! | #DIV/0! | #DIV/0! | #DIV/0! | #DIV/0! | #DIV/0! | #DIV/0! | #DIV/0! | #DIV/0! | #DIV/0! | #DIV/0! | #DIV/0! | #DIV/0! | #DIV/0! | #DIV/0! | #DIV/0! | #DIV/0! | #DIV/0! | #DIV/0! | #DIV/0! | #DIV/0!
0 | 0 | #DIV/0! | #DIV/0! | #DIV/0! | #DIV/0! | #DIV/0! | #DIV/0! | #DIV/0! | #DIV/0! | #DIV/0! | #DIV/0! | #DIV/0! | #DIV/0! | #DIV/0! | #DIV/0! | #DIV/0! | #DIV/0! | 0 | 0 | #DIV/0! | #DIV/0! | #DIV/0! | #DIV/0! | #DIV/0! | #DIV/0! | #DIV/0! | #DIV/0! | #DIV/0! | #DIV/0! | #DIV/0! | #DIV/0! | #DIV/0! | #DIV/0! | #DIV/0! | #DIV/0! | #DIV/0! | #DIV/0! | #DIV/0! | #DIV/0! | #DIV/0! | #DIV/0! | #DIV/0! | #DIV/0! | #DIV/0! | #DIV/0! | 4 | 2 | 1 | 0 | 0 | 0 | 0 | 0 | #N/A | #N/A | #N/A | #N/A | #N/A | #N/A | #N/A | #N/A | #N/A | #N/A | #N/A | #N/A | #N/A | #N/A | #N/A | #N/A | #DIV/0! | #DIV/0! | #DIV/0! | #DIV/0! | #DIV/0! | #DIV/0! | #DIV/0! | #DIV/0! | #DIV/0! | #DIV/0! | #DIV/0! | #DIV/0! | #DIV/0! | #DIV/0! | #DIV/0! | #DIV/0! | #DIV/0! | #DIV/0! | #DIV/0! | #DIV/0! | #DIV/0! | #DIV/0! | #DIV/0! | #DIV/0! | #DIV/0! | #DIV/0! | #DIV/0! | #DIV/0! | #DIV/0! | #DIV/0! | #DIV/0! | #DIV/0! | #DIV/0! | #DIV/0! | #DIV/0! | #DIV/0!
0 | 0 | #DIV/0! | #DIV/0! | #DIV/0! | #DIV/0! | #DIV/0! | #DIV/0! | #DIV/0! | #DIV/0! | #DIV/0! | #DIV/0! | #DIV/0! | #DIV/0! | #DIV/0! | #DIV/0! | #DIV/0! | #DIV/0! | 0 | 0 | #DIV/0! | #DIV/0! | #DIV/0! | #DIV/0! | #DIV/0! | #DIV/0! | #DIV/0! | #DIV/0! | #DIV/0! | #DIV/0! | #DIV/0! | #DIV/0! | #DIV/0! | #DIV/0! | #DIV/0! | #DIV/0! | #DIV/0! | #DIV/0! | #DIV/0! | #DIV/0! | #DIV/0! | #DIV/0! | #DIV/0! | #DIV/0! | #DIV/0! | #DIV/0! | 4 | 2 | 1 | 0 | 0 | 0 | 0 | 0 | #N/A | #N/A | #N/A | #N/A | #N/A | #N/A | #N/A | #N/A | #N/A | #N/A | #N/A | #N/A | #N/A | #N/A | #N/A | #N/A | #DIV/0! | #DIV/0! | #DIV/0! | #DIV/0! | #DIV/0! | #DIV/0! | #DIV/0! | #DIV/0! | #DIV/0! | #DIV/0! | #DIV/0! | #DIV/0! | #DIV/0! | #DIV/0! | #DIV/0! | #DIV/0! | #DIV/0! | #DIV/0! | #DIV/0! | #DIV/0! | #DIV/0! | #DIV/0! | #DIV/0! | #DIV/0! | #DIV/0! | #DIV/0! | #DIV/0! | #DIV/0! | #DIV/0! | #DIV/0! | #DIV/0! | #DIV/0! | #DIV/0! | #DIV/0! | #DIV/0! | #DIV/0!
0 | 0 | #DIV/0! | #DIV/0! | #DIV/0! | #DIV/0! | #DIV/0! | #DIV/0! | #DIV/0! | #DIV/0! | #DIV/0! | #DIV/0! | #DIV/0! | #DIV/0! | #DIV/0! | #DIV/0! | #DIV/0! | #DIV/0! | 0 | 0 | #DIV/0! | #DIV/0! | #DIV/0! | #DIV/0! | #DIV/0! | #DIV/0! | #DIV/0! | #DIV/0! | #DIV/0! | #DIV/0! | #DIV/0! | #DIV/0! | #DIV/0! | #DIV/0! | #DIV/0! | #DIV/0! | #DIV/0! | #DIV/0! | #DIV/0! | #DIV/0! | #DIV/0! | #DIV/0! | #DIV/0! | #DIV/0! | #DIV/0! | #DIV/0! | 4 | 2 | 1 | 0 | 0 | 0 | 0 | 0 | #N/A | #N/A | #N/A | #N/A | #N/A | #N/A | #N/A | #N/A | #N/A | #N/A | #N/A | #N/A | #N/A | #N/A | #N/A | #N/A | #DIV/0! | #DIV/0! | #DIV/0! | #DIV/0! | #DIV/0! | #DIV/0! | #DIV/0! | #DIV/0! | #DIV/0! | #DIV/0! | #DIV/0! | #DIV/0! | #DIV/0! | #DIV/0! | #DIV/0! | #DIV/0! | #DIV/0! | #DIV/0! | #DIV/0! | #DIV/0! | #DIV/0! | #DIV/0! | #DIV/0! | #DIV/0! | #DIV/0! | #DIV/0! | #DIV/0! | #DIV/0! | #DIV/0! | #DIV/0! | #DIV/0! | #DIV/0! | #DIV/0! | #DIV/0! | #DIV/0! | #DIV/0!
0 | 0 | #DIV/0! | #DIV/0! | #DIV/0! | #DIV/0! | #DIV/0! | #DIV/0! | #DIV/0! | #DIV/0! | #DIV/0! | #DIV/0! | #DIV/0! | #DIV/0! | #DIV/0! | #DIV/0! | #DIV/0! | #DIV/0! | 0 | 0 | #DIV/0! | #DIV/0! | #DIV/0! | #DIV/0! | #DIV/0! | #DIV/0! | #DIV/0! | #DIV/0! | #DIV/0! | #DIV/0! | #DIV/0! | #DIV/0! | #DIV/0! | #DIV/0! | #DIV/0! | #DIV/0! | #DIV/0! | #DIV/0! | #DIV/0! | #DIV/0! | #DIV/0! | #DIV/0! | #DIV/0! | #DIV/0! | #DIV/0! | #DIV/0! | 4 | 2 | 1 | 0 | 0 | 0 | 0 | 0 | #N/A | #N/A | #N/A | #N/A | #N/A | #N/A | #N/A | #N/A | #N/A | #N/A | #N/A | #N/A | #N/A | #N/A | #N/A | #N/A | #DIV/0! | #DIV/0! | #DIV/0! | #DIV/0! | #DIV/0! | #DIV/0! | #DIV/0! | #DIV/0! | #DIV/0! | #DIV/0! | #DIV/0! | #DIV/0! | #DIV/0! | #DIV/0! | #DIV/0! | #DIV/0! | #DIV/0! | #DIV/0! | #DIV/0! | #DIV/0! | #DIV/0! | #DIV/0! | #DIV/0! | #DIV/0! | #DIV/0! | #DIV/0! | #DIV/0! | #DIV/0! | #DIV/0! | #DIV/0! | #DIV/0! | #DIV/0! | #DIV/0! | #DIV/0! | #DIV/0! | #DIV/0!
0 | 0 | #DIV/0! | #DIV/0! | #DIV/0! | #DIV/0! | #DIV/0! | #DIV/0! | #DIV/0! | #DIV/0! | #DIV/0! | #DIV/0! | #DIV/0! | #DIV/0! | #DIV/0! | #DIV/0! | #DIV/0! | #DIV/0! | 0 | 0 | #DIV/0! | #DIV/0! | #DIV/0! | #DIV/0! | #DIV/0! | #DIV/0! | #DIV/0! | #DIV/0! | #DIV/0! | #DIV/0! | #DIV/0! | #DIV/0! | #DIV/0! | #DIV/0! | #DIV/0! | #DIV/0! | #DIV/0! | #DIV/0! | #DIV/0! | #DIV/0! | #DIV/0! | #DIV/0! | #DIV/0! | #DIV/0! | #DIV/0! | #DIV/0! | 4 | 2 | 1 | 0 | 0 | 0 | 0 | 0 | #N/A | #N/A | #N/A | #N/A | #N/A | #N/A | #N/A | #N/A | #N/A | #N/A | #N/A | #N/A | #N/A | #N/A | #N/A | #N/A | #DIV/0! | #DIV/0! | #DIV/0! | #DIV/0! | #DIV/0! | #DIV/0! | #DIV/0! | #DIV/0! | #DIV/0! | #DIV/0! | #DIV/0! | #DIV/0! | #DIV/0! | #DIV/0! | #DIV/0! | #DIV/0! | #DIV/0! | #DIV/0! | #DIV/0! | #DIV/0! | #DIV/0! | #DIV/0! | #DIV/0! | #DIV/0! | #DIV/0! | #DIV/0! | #DIV/0! | #DIV/0! | #DIV/0! | #DIV/0! | #DIV/0! | #DIV/0! | #DIV/0! | #DIV/0! | #DIV/0! | #DIV/0!
0 | 0 | #DIV/0! | #DIV/0! | #DIV/0! | #DIV/0! | #DIV/0! | #DIV/0! | #DIV/0! | #DIV/0! | #DIV/0! | #DIV/0! | #DIV/0! | #DIV/0! | #DIV/0! | #DIV/0! | #DIV/0! | #DIV/0! | 0 | 0 | #DIV/0! | #DIV/0! | #DIV/0! | #DIV/0! | #DIV/0! | #DIV/0! | #DIV/0! | #DIV/0! | #DIV/0! | #DIV/0! | #DIV/0! | #DIV/0! | #DIV/0! | #DIV/0! | #DIV/0! | #DIV/0! | #DIV/0! | #DIV/0! | #DIV/0! | #DIV/0! | #DIV/0! | #DIV/0! | #DIV/0! | #DIV/0! | #DIV/0! | #DIV/0! | 4 | 2 | 1 | 0 | 0 | 0 | 0 | 0 | #N/A | #N/A | #N/A | #N/A | #N/A | #N/A | #N/A | #N/A | #N/A | #N/A | #N/A | #N/A | #N/A | #N/A | #N/A | #N/A | #DIV/0! | #DIV/0! | #DIV/0! | #DIV/0! | #DIV/0! | #DIV/0! | #DIV/0! | #DIV/0! | #DIV/0! | #DIV/0! | #DIV/0! | #DIV/0! | #DIV/0! | #DIV/0! | #DIV/0! | #DIV/0! | #DIV/0! | #DIV/0! | #DIV/0! | #DIV/0! | #DIV/0! | #DIV/0! | #DIV/0! | #DIV/0! | #DIV/0! | #DIV/0! | #DIV/0! | #DIV/0! | #DIV/0! | #DIV/0! | #DIV/0! | #DIV/0! | #DIV/0! | #DIV/0! | #DIV/0! | #DIV/0!
0 | 0 | #DIV/0! | #DIV/0! | #DIV/0! | #DIV/0! | #DIV/0! | #DIV/0! | #DIV/0! | #DIV/0! | #DIV/0! | #DIV/0! | #DIV/0! | #DIV/0! | #DIV/0! | #DIV/0! | #DIV/0! | #DIV/0! | 0 | 0 | #DIV/0! | #DIV/0! | #DIV/0! | #DIV/0! | #DIV/0! | #DIV/0! | #DIV/0! | #DIV/0! | #DIV/0! | #DIV/0! | #DIV/0! | #DIV/0! | #DIV/0! | #DIV/0! | #DIV/0! | #DIV/0! | #DIV/0! | #DIV/0! | #DIV/0! | #DIV/0! | #DIV/0! | #DIV/0! | #DIV/0! | #DIV/0! | #DIV/0! | #DIV/0! | 4 | 2 | 1 | 0 | 0 | 0 | 0 | 0 | #N/A | #N/A | #N/A | #N/A | #N/A | #N/A | #N/A | #N/A | #N/A | #N/A | #N/A | #N/A | #N/A | #N/A | #N/A | #N/A | #DIV/0! | #DIV/0! | #DIV/0! | #DIV/0! | #DIV/0! | #DIV/0! | #DIV/0! | #DIV/0! | #DIV/0! | #DIV/0! | #DIV/0! | #DIV/0! | #DIV/0! | #DIV/0! | #DIV/0! | #DIV/0! | #DIV/0! | #DIV/0! | #DIV/0! | #DIV/0! | #DIV/0! | #DIV/0! | #DIV/0! | #DIV/0! | #DIV/0! | #DIV/0! | #DIV/0! | #DIV/0! | #DIV/0! | #DIV/0! | #DIV/0! | #DIV/0! | #DIV/0! | #DIV/0! | #DIV/0! | #DIV/0!
0 | 0 | #DIV/0! | #DIV/0! | #DIV/0! | #DIV/0! | #DIV/0! | #DIV/0! | #DIV/0! | #DIV/0! | #DIV/0! | #DIV/0! | #DIV/0! | #DIV/0! | #DIV/0! | #DIV/0! | #DIV/0! | #DIV/0! | 0 | 0 | #DIV/0! | #DIV/0! | #DIV/0! | #DIV/0! | #DIV/0! | #DIV/0! | #DIV/0! | #DIV/0! | #DIV/0! | #DIV/0! | #DIV/0! | #DIV/0! | #DIV/0! | #DIV/0! | #DIV/0! | #DIV/0! | #DIV/0! | #DIV/0! | #DIV/0! | #DIV/0! | #DIV/0! | #DIV/0! | #DIV/0! | #DIV/0! | #DIV/0! | #DIV/0! | 4 | 2 | 1 | 0 | 0 | 0 | 0 | 0 | #N/A | #N/A | #N/A | #N/A | #N/A | #N/A | #N/A | #N/A | #N/A | #N/A | #N/A | #N/A | #N/A | #N/A | #N/A | #N/A | #DIV/0! | #DIV/0! | #DIV/0! | #DIV/0! | #DIV/0! | #DIV/0! | #DIV/0! | #DIV/0! | #DIV/0! | #DIV/0! | #DIV/0! | #DIV/0! | #DIV/0! | #DIV/0! | #DIV/0! | #DIV/0! | #DIV/0! | #DIV/0! | #DIV/0! | #DIV/0! | #DIV/0! | #DIV/0! | #DIV/0! | #DIV/0! | #DIV/0! | #DIV/0! | #DIV/0! | #DIV/0! | #DIV/0! | #DIV/0! | #DIV/0! | #DIV/0! | #DIV/0! | #DIV/0! | #DIV/0! | #DIV/0!
0 | 0 | #DIV/0! | #DIV/0! | #DIV/0! | #DIV/0! | #DIV/0! | #DIV/0! | #DIV/0! | #DIV/0! | #DIV/0! | #DIV/0! | #DIV/0! | #DIV/0! | #DIV/0! | #DIV/0! | #DIV/0! | #DIV/0! | 0 | 0 | #DIV/0! | #DIV/0! | #DIV/0! | #DIV/0! | #DIV/0! | #DIV/0! | #DIV/0! | #DIV/0! | #DIV/0! | #DIV/0! | #DIV/0! | #DIV/0! | #DIV/0! | #DIV/0! | #DIV/0! | #DIV/0! | #DIV/0! | #DIV/0! | #DIV/0! | #DIV/0! | #DIV/0! | #DIV/0! | #DIV/0! | #DIV/0! | #DIV/0! | #DIV/0! | 4 | 2 | 1 | 0 | 0 | 0 | 0 | 0 | #N/A | #N/A | #N/A | #N/A | #N/A | #N/A | #N/A | #N/A | #N/A | #N/A | #N/A | #N/A | #N/A | #N/A | #N/A | #N/A | #DIV/0! | #DIV/0! | #DIV/0! | #DIV/0! | #DIV/0! | #DIV/0! | #DIV/0! | #DIV/0! | #DIV/0! | #DIV/0! | #DIV/0! | #DIV/0! | #DIV/0! | #DIV/0! | #DIV/0! | #DIV/0! | #DIV/0! | #DIV/0! | #DIV/0! | #DIV/0! | #DIV/0! | #DIV/0! | #DIV/0! | #DIV/0! | #DIV/0! | #DIV/0! | #DIV/0! | #DIV/0! | #DIV/0! | #DIV/0! | #DIV/0! | #DIV/0! | #DIV/0! | #DIV/0! | #DIV/0! | #DIV/0!
0 | 0 | #DIV/0! | #DIV/0! | #DIV/0! | #DIV/0! | #DIV/0! | #DIV/0! | #DIV/0! | #DIV/0! | #DIV/0! | #DIV/0! | #DIV/0! | #DIV/0! | #DIV/0! | #DIV/0! | #DIV/0! | #DIV/0! | 0 | 0 | #DIV/0! | #DIV/0! | #DIV/0! | #DIV/0! | #DIV/0! | #DIV/0! | #DIV/0! | #DIV/0! | #DIV/0! | #DIV/0! | #DIV/0! | #DIV/0! | #DIV/0! | #DIV/0! | #DIV/0! | #DIV/0! | #DIV/0! | #DIV/0! | #DIV/0! | #DIV/0! | #DIV/0! | #DIV/0! | #DIV/0! | #DIV/0! | #DIV/0! | #DIV/0! | 4 | 2 | 1 | 0 | 0 | 0 | 0 | 0 | #N/A | #N/A | #N/A | #N/A | #N/A | #N/A | #N/A | #N/A | #N/A | #N/A | #N/A | #N/A | #N/A | #N/A | #N/A | #N/A | #DIV/0! | #DIV/0! | #DIV/0! | #DIV/0! | #DIV/0! | #DIV/0! | #DIV/0! | #DIV/0! | #DIV/0! | #DIV/0! | #DIV/0! | #DIV/0! | #DIV/0! | #DIV/0! | #DIV/0! | #DIV/0! | #DIV/0! | #DIV/0! | #DIV/0! | #DIV/0! | #DIV/0! | #DIV/0! | #DIV/0! | #DIV/0! | #DIV/0! | #DIV/0! | #DIV/0! | #DIV/0! | #DIV/0! | #DIV/0! | #DIV/0! | #DIV/0! | #DIV/0! | #DIV/0! | #DIV/0! | #DIV/0!
0 | 0 | #DIV/0! | #DIV/0! | #DIV/0! | #DIV/0! | #DIV/0! | #DIV/0! | #DIV/0! | #DIV/0! | #DIV/0! | #DIV/0! | #DIV/0! | #DIV/0! | #DIV/0! | #DIV/0! | #DIV/0! | #DIV/0! | 0 | 0 | #DIV/0! | #DIV/0! | #DIV/0! | #DIV/0! | #DIV/0! | #DIV/0! | #DIV/0! | #DIV/0! | #DIV/0! | #DIV/0! | #DIV/0! | #DIV/0! | #DIV/0! | #DIV/0! | #DIV/0! | #DIV/0! | #DIV/0! | #DIV/0! | #DIV/0! | #DIV/0! | #DIV/0! | #DIV/0! | #DIV/0! | #DIV/0! | #DIV/0! | #DIV/0! | 4 | 2 | 1 | 0 | 0 | 0 | 0 | 0 | #N/A | #N/A | #N/A | #N/A | #N/A | #N/A | #N/A | #N/A | #N/A | #N/A | #N/A | #N/A | #N/A | #N/A | #N/A | #N/A | #DIV/0! | #DIV/0! | #DIV/0! | #DIV/0! | #DIV/0! | #DIV/0! | #DIV/0! | #DIV/0! | #DIV/0! | #DIV/0! | #DIV/0! | #DIV/0! | #DIV/0! | #DIV/0! | #DIV/0! | #DIV/0! | #DIV/0! | #DIV/0! | #DIV/0! | #DIV/0! | #DIV/0! | #DIV/0! | #DIV/0! | #DIV/0! | #DIV/0! | #DIV/0! | #DIV/0! | #DIV/0! | #DIV/0! | #DIV/0! | #DIV/0! | #DIV/0! | #DIV/0! | #DIV/0! | #DIV/0! | #DIV/0!
0 | 0 | #DIV/0! | #DIV/0! | #DIV/0! | #DIV/0! | #DIV/0! | #DIV/0! | #DIV/0! | #DIV/0! | #DIV/0! | #DIV/0! | #DIV/0! | #DIV/0! | #DIV/0! | #DIV/0! | #DIV/0! | #DIV/0! | 0 | 0 | #DIV/0! | #DIV/0! | #DIV/0! | #DIV/0! | #DIV/0! | #DIV/0! | #DIV/0! | #DIV/0! | #DIV/0! | #DIV/0! | #DIV/0! | #DIV/0! | #DIV/0! | #DIV/0! | #DIV/0! | #DIV/0! | #DIV/0! | #DIV/0! | #DIV/0! | #DIV/0! | #DIV/0! | #DIV/0! | #DIV/0! | #DIV/0! | #DIV/0! | #DIV/0! | 4 | 2 | 1 | 0 | 0 | 0 | 0 | 0 | #N/A | #N/A | #N/A | #N/A | #N/A | #N/A | #N/A | #N/A | #N/A | #N/A | #N/A | #N/A | #N/A | #N/A | #N/A | #N/A | #DIV/0! | #DIV/0! | #DIV/0! | #DIV/0! | #DIV/0! | #DIV/0! | #DIV/0! | #DIV/0! | #DIV/0! | #DIV/0! | #DIV/0! | #DIV/0! | #DIV/0! | #DIV/0! | #DIV/0! | #DIV/0! | #DIV/0! | #DIV/0! | #DIV/0! | #DIV/0! | #DIV/0! | #DIV/0! | #DIV/0! | #DIV/0! | #DIV/0! | #DIV/0! | #DIV/0! | #DIV/0! | #DIV/0! | #DIV/0! | #DIV/0! | #DIV/0! | #DIV/0! | #DIV/0! | #DIV/0! | #DIV/0!
0 | 0 | #DIV/0! | #DIV/0! | #DIV/0! | #DIV/0! | #DIV/0! | #DIV/0! | #DIV/0! | #DIV/0! | #DIV/0! | #DIV/0! | #DIV/0! | #DIV/0! | #DIV/0! | #DIV/0! | #DIV/0! | #DIV/0! | 0 | 0 | #DIV/0! | #DIV/0! | #DIV/0! | #DIV/0! | #DIV/0! | #DIV/0! | #DIV/0! | #DIV/0! | #DIV/0! | #DIV/0! | #DIV/0! | #DIV/0! | #DIV/0! | #DIV/0! | #DIV/0! | #DIV/0! | #DIV/0! | #DIV/0! | #DIV/0! | #DIV/0! | #DIV/0! | #DIV/0! | #DIV/0! | #DIV/0! | #DIV/0! | #DIV/0! | 4 | 2 | 1 | 0 | 0 | 0 | 0 | 0 | #N/A | #N/A | #N/A | #N/A | #N/A | #N/A | #N/A | #N/A | #N/A | #N/A | #N/A | #N/A | #N/A | #N/A | #N/A | #N/A | #DIV/0! | #DIV/0! | #DIV/0! | #DIV/0! | #DIV/0! | #DIV/0! | #DIV/0! | #DIV/0! | #DIV/0! | #DIV/0! | #DIV/0! | #DIV/0! | #DIV/0! | #DIV/0! | #DIV/0! | #DIV/0! | #DIV/0! | #DIV/0! | #DIV/0! | #DIV/0! | #DIV/0! | #DIV/0! | #DIV/0! | #DIV/0! | #DIV/0! | #DIV/0! | #DIV/0! | #DIV/0! | #DIV/0! | #DIV/0! | #DIV/0! | #DIV/0! | #DIV/0! | #DIV/0! | #DIV/0! | #DIV/0!
0 | 0 | #DIV/0! | #DIV/0! | #DIV/0! | #DIV/0! | #DIV/0! | #DIV/0! | #DIV/0! | #DIV/0! | #DIV/0! | #DIV/0! | #DIV/0! | #DIV/0! | #DIV/0! | #DIV/0! | #DIV/0! | #DIV/0! | 0 | 0 | #DIV/0! | #DIV/0! | #DIV/0! | #DIV/0! | #DIV/0! | #DIV/0! | #DIV/0! | #DIV/0! | #DIV/0! | #DIV/0! | #DIV/0! | #DIV/0! | #DIV/0! | #DIV/0! | #DIV/0! | #DIV/0! | #DIV/0! | #DIV/0! | #DIV/0! | #DIV/0! | #DIV/0! | #DIV/0! | #DIV/0! | #DIV/0! | #DIV/0! | #DIV/0! | 4 | 2 | 1 | 0 | 0 | 0 | 0 | 0 | #N/A | #N/A | #N/A | #N/A | #N/A | #N/A | #N/A | #N/A | #N/A | #N/A | #N/A | #N/A | #N/A | #N/A | #N/A | #N/A | #DIV/0! | #DIV/0! | #DIV/0! | #DIV/0! | #DIV/0! | #DIV/0! | #DIV/0! | #DIV/0! | #DIV/0! | #DIV/0! | #DIV/0! | #DIV/0! | #DIV/0! | #DIV/0! | #DIV/0! | #DIV/0! | #DIV/0! | #DIV/0! | #DIV/0! | #DIV/0! | #DIV/0! | #DIV/0! | #DIV/0! | #DIV/0! | #DIV/0! | #DIV/0! | #DIV/0! | #DIV/0! | #DIV/0! | #DIV/0! | #DIV/0! | #DIV/0! | #DIV/0! | #DIV/0! | #DIV/0! | #DIV/0!
0 | 0 | #DIV/0! | #DIV/0! | #DIV/0! | #DIV/0! | #DIV/0! | #DIV/0! | #DIV/0! | #DIV/0! | #DIV/0! | #DIV/0! | #DIV/0! | #DIV/0! | #DIV/0! | #DIV/0! | #DIV/0! | #DIV/0! | 0 | 0 | #DIV/0! | #DIV/0! | #DIV/0! | #DIV/0! | #DIV/0! | #DIV/0! | #DIV/0! | #DIV/0! | #DIV/0! | #DIV/0! | #DIV/0! | #DIV/0! | #DIV/0! | #DIV/0! | #DIV/0! | #DIV/0! | #DIV/0! | #DIV/0! | #DIV/0! | #DIV/0! | #DIV/0! | #DIV/0! | #DIV/0! | #DIV/0! | #DIV/0! | #DIV/0! | 4 | 2 | 1 | 0 | 0 | 0 | 0 | 0 | #N/A | #N/A | #N/A | #N/A | #N/A | #N/A | #N/A | #N/A | #N/A | #N/A | #N/A | #N/A | #N/A | #N/A | #N/A | #N/A | #DIV/0! | #DIV/0! | #DIV/0! | #DIV/0! | #DIV/0! | #DIV/0! | #DIV/0! | #DIV/0! | #DIV/0! | #DIV/0! | #DIV/0! | #DIV/0! | #DIV/0! | #DIV/0! | #DIV/0! | #DIV/0! | #DIV/0! | #DIV/0! | #DIV/0! | #DIV/0! | #DIV/0! | #DIV/0! | #DIV/0! | #DIV/0! | #DIV/0! | #DIV/0! | #DIV/0! | #DIV/0! | #DIV/0! | #DIV/0! | #DIV/0! | #DIV/0! | #DIV/0! | #DIV/0! | #DIV/0! | #DIV/0!
0 | 0 | #DIV/0! | #DIV/0! | #DIV/0! | #DIV/0! | #DIV/0! | #DIV/0! | #DIV/0! | #DIV/0! | #DIV/0! | #DIV/0! | #DIV/0! | #DIV/0! | #DIV/0! | #DIV/0! | #DIV/0! | #DIV/0! | 0 | 0 | #DIV/0! | #DIV/0! | #DIV/0! | #DIV/0! | #DIV/0! | #DIV/0! | #DIV/0! | #DIV/0! | #DIV/0! | #DIV/0! | #DIV/0! | #DIV/0! | #DIV/0! | #DIV/0! | #DIV/0! | #DIV/0! | #DIV/0! | #DIV/0! | #DIV/0! | #DIV/0! | #DIV/0! | #DIV/0! | #DIV/0! | #DIV/0! | #DIV/0! | #DIV/0! | 4 | 2 | 1 | 0 | 0 | 0 | 0 | 0 | #N/A | #N/A | #N/A | #N/A | #N/A | #N/A | #N/A | #N/A | #N/A | #N/A | #N/A | #N/A | #N/A | #N/A | #N/A | #N/A | #DIV/0! | #DIV/0! | #DIV/0! | #DIV/0! | #DIV/0! | #DIV/0! | #DIV/0! | #DIV/0! | #DIV/0! | #DIV/0! | #DIV/0! | #DIV/0! | #DIV/0! | #DIV/0! | #DIV/0! | #DIV/0! | #DIV/0! | #DIV/0! | #DIV/0! | #DIV/0! | #DIV/0! | #DIV/0! | #DIV/0! | #DIV/0! | #DIV/0! | #DIV/0! | #DIV/0! | #DIV/0! | #DIV/0! | #DIV/0! | #DIV/0! | #DIV/0! | #DIV/0! | #DIV/0! | #DIV/0! | #DIV/0!
0 | 0 | #DIV/0! | #DIV/0! | #DIV/0! | #DIV/0! | #DIV/0! | #DIV/0! | #DIV/0! | #DIV/0! | #DIV/0! | #DIV/0! | #DIV/0! | #DIV/0! | #DIV/0! | #DIV/0! | #DIV/0! | #DIV/0! | 0 | 0 | #DIV/0! | #DIV/0! | #DIV/0! | #DIV/0! | #DIV/0! | #DIV/0! | #DIV/0! | #DIV/0! | #DIV/0! | #DIV/0! | #DIV/0! | #DIV/0! | #DIV/0! | #DIV/0! | #DIV/0! | #DIV/0! | #DIV/0! | #DIV/0! | #DIV/0! | #DIV/0! | #DIV/0! | #DIV/0! | #DIV/0! | #DIV/0! | #DIV/0! | #DIV/0! | 4 | 2 | 1 | 0 | 0 | 0 | 0 | 0 | #N/A | #N/A | #N/A | #N/A | #N/A | #N/A | #N/A | #N/A | #N/A | #N/A | #N/A | #N/A | #N/A | #N/A | #N/A | #N/A | #DIV/0! | #DIV/0! | #DIV/0! | #DIV/0! | #DIV/0! | #DIV/0! | #DIV/0! | #DIV/0! | #DIV/0! | #DIV/0! | #DIV/0! | #DIV/0! | #DIV/0! | #DIV/0! | #DIV/0! | #DIV/0! | #DIV/0! | #DIV/0! | #DIV/0! | #DIV/0! | #DIV/0! | #DIV/0! | #DIV/0! | #DIV/0! | #DIV/0! | #DIV/0! | #DIV/0! | #DIV/0! | #DIV/0! | #DIV/0! | #DIV/0! | #DIV/0! | #DIV/0! | #DIV/0! | #DIV/0! | #DIV/0!
0 | 0 | #DIV/0! | #DIV/0! | #DIV/0! | #DIV/0! | #DIV/0! | #DIV/0! | #DIV/0! | #DIV/0! | #DIV/0! | #DIV/0! | #DIV/0! | #DIV/0! | #DIV/0! | #DIV/0! | #DIV/0! | #DIV/0! | 0 | 0 | #DIV/0! | #DIV/0! | #DIV/0! | #DIV/0! | #DIV/0! | #DIV/0! | #DIV/0! | #DIV/0! | #DIV/0! | #DIV/0! | #DIV/0! | #DIV/0! | #DIV/0! | #DIV/0! | #DIV/0! | #DIV/0! | #DIV/0! | #DIV/0! | #DIV/0! | #DIV/0! | #DIV/0! | #DIV/0! | #DIV/0! | #DIV/0! | #DIV/0! | #DIV/0! | 4 | 2 | 1 | 0 | 0 | 0 | 0 | 0 | #N/A | #N/A | #N/A | #N/A | #N/A | #N/A | #N/A | #N/A | #N/A | #N/A | #N/A | #N/A | #N/A | #N/A | #N/A | #N/A | #DIV/0! | #DIV/0! | #DIV/0! | #DIV/0! | #DIV/0! | #DIV/0! | #DIV/0! | #DIV/0! | #DIV/0! | #DIV/0! | #DIV/0! | #DIV/0! | #DIV/0! | #DIV/0! | #DIV/0! | #DIV/0! | #DIV/0! | #DIV/0! | #DIV/0! | #DIV/0! | #DIV/0! | #DIV/0! | #DIV/0! | #DIV/0! | #DIV/0! | #DIV/0! | #DIV/0! | #DIV/0! | #DIV/0! | #DIV/0! | #DIV/0! | #DIV/0! | #DIV/0! | #DIV/0! | #DIV/0! | #DIV/0!
0 | 0 | #DIV/0! | #DIV/0! | #DIV/0! | #DIV/0! | #DIV/0! | #DIV/0! | #DIV/0! | #DIV/0! | #DIV/0! | #DIV/0! | #DIV/0! | #DIV/0! | #DIV/0! | #DIV/0! | #DIV/0! | #DIV/0! | 0 | 0 | #DIV/0! | #DIV/0! | #DIV/0! | #DIV/0! | #DIV/0! | #DIV/0! | #DIV/0! | #DIV/0! | #DIV/0! | #DIV/0! | #DIV/0! | #DIV/0! | #DIV/0! | #DIV/0! | #DIV/0! | #DIV/0! | #DIV/0! | #DIV/0! | #DIV/0! | #DIV/0! | #DIV/0! | #DIV/0! | #DIV/0! | #DIV/0! | #DIV/0! | #DIV/0! | 4 | 2 | 1 | 0 | 0 | 0 | 0 | 0 | #N/A | #N/A | #N/A | #N/A | #N/A | #N/A | #N/A | #N/A | #N/A | #N/A | #N/A | #N/A | #N/A | #N/A | #N/A | #N/A | #DIV/0! | #DIV/0! | #DIV/0! | #DIV/0! | #DIV/0! | #DIV/0! | #DIV/0! | #DIV/0! | #DIV/0! | #DIV/0! | #DIV/0! | #DIV/0! | #DIV/0! | #DIV/0! | #DIV/0! | #DIV/0! | #DIV/0! | #DIV/0! | #DIV/0! | #DIV/0! | #DIV/0! | #DIV/0! | #DIV/0! | #DIV/0! | #DIV/0! | #DIV/0! | #DIV/0! | #DIV/0! | #DIV/0! | #DIV/0! | #DIV/0! | #DIV/0! | #DIV/0! | #DIV/0! | #DIV/0! | #DIV/0!
0 | 0 | #DIV/0! | #DIV/0! | #DIV/0! | #DIV/0! | #DIV/0! | #DIV/0! | #DIV/0! | #DIV/0! | #DIV/0! | #DIV/0! | #DIV/0! | #DIV/0! | #DIV/0! | #DIV/0! | #DIV/0! | #DIV/0! | 0 | 0 | #DIV/0! | #DIV/0! | #DIV/0! | #DIV/0! | #DIV/0! | #DIV/0! | #DIV/0! | #DIV/0! | #DIV/0! | #DIV/0! | #DIV/0! | #DIV/0! | #DIV/0! | #DIV/0! | #DIV/0! | #DIV/0! | #DIV/0! | #DIV/0! | #DIV/0! | #DIV/0! | #DIV/0! | #DIV/0! | #DIV/0! | #DIV/0! | #DIV/0! | #DIV/0! | 4 | 2 | 1 | 0 | 0 | 0 | 0 | 0 | #N/A | #N/A | #N/A | #N/A | #N/A | #N/A | #N/A | #N/A | #N/A | #N/A | #N/A | #N/A | #N/A | #N/A | #N/A | #N/A | #DIV/0! | #DIV/0! | #DIV/0! | #DIV/0! | #DIV/0! | #DIV/0! | #DIV/0! | #DIV/0! | #DIV/0! | #DIV/0! | #DIV/0! | #DIV/0! | #DIV/0! | #DIV/0! | #DIV/0! | #DIV/0! | #DIV/0! | #DIV/0! | #DIV/0! | #DIV/0! | #DIV/0! | #DIV/0! | #DIV/0! | #DIV/0! | #DIV/0! | #DIV/0! | #DIV/0! | #DIV/0! | #DIV/0! | #DIV/0! | #DIV/0! | #DIV/0! | #DIV/0! | #DIV/0! | #DIV/0! | #DIV/0!
0 | 0 | #DIV/0! | #DIV/0! | #DIV/0! | #DIV/0! | #DIV/0! | #DIV/0! | #DIV/0! | #DIV/0! | #DIV/0! | #DIV/0! | #DIV/0! | #DIV/0! | #DIV/0! | #DIV/0! | #DIV/0! | #DIV/0! | 0 | 0 | #DIV/0! | #DIV/0! | #DIV/0! | #DIV/0! | #DIV/0! | #DIV/0! | #DIV/0! | #DIV/0! | #DIV/0! | #DIV/0! | #DIV/0! | #DIV/0! | #DIV/0! | #DIV/0! | #DIV/0! | #DIV/0! | #DIV/0! | #DIV/0! | #DIV/0! | #DIV/0! | #DIV/0! | #DIV/0! | #DIV/0! | #DIV/0! | #DIV/0! | #DIV/0! | 4 | 2 | 1 | 0 | 0 | 0 | 0 | 0 | #N/A | #N/A | #N/A | #N/A | #N/A | #N/A | #N/A | #N/A | #N/A | #N/A | #N/A | #N/A | #N/A | #N/A | #N/A | #N/A | #DIV/0! | #DIV/0! | #DIV/0! | #DIV/0! | #DIV/0! | #DIV/0! | #DIV/0! | #DIV/0! | #DIV/0! | #DIV/0! | #DIV/0! | #DIV/0! | #DIV/0! | #DIV/0! | #DIV/0! | #DIV/0! | #DIV/0! | #DIV/0! | #DIV/0! | #DIV/0! | #DIV/0! | #DIV/0! | #DIV/0! | #DIV/0! | #DIV/0! | #DIV/0! | #DIV/0! | #DIV/0! | #DIV/0! | #DIV/0! | #DIV/0! | #DIV/0! | #DIV/0! | #DIV/0! | #DIV/0! | #DIV/0!
0 | 0 | #DIV/0! | #DIV/0! | #DIV/0! | #DIV/0! | #DIV/0! | #DIV/0! | #DIV/0! | #DIV/0! | #DIV/0! | #DIV/0! | #DIV/0! | #DIV/0! | #DIV/0! | #DIV/0! | #DIV/0! | #DIV/0! | 0 | 0 | #DIV/0! | #DIV/0! | #DIV/0! | #DIV/0! | #DIV/0! | #DIV/0! | #DIV/0! | #DIV/0! | #DIV/0! | #DIV/0! | #DIV/0! | #DIV/0! | #DIV/0! | #DIV/0! | #DIV/0! | #DIV/0! | #DIV/0! | #DIV/0! | #DIV/0! | #DIV/0! | #DIV/0! | #DIV/0! | #DIV/0! | #DIV/0! | #DIV/0! | #DIV/0! | 4 | 2 | 1 | 0 | 0 | 0 | 0 | 0 | #N/A | #N/A | #N/A | #N/A | #N/A | #N/A | #N/A | #N/A | #N/A | #N/A | #N/A | #N/A | #N/A | #N/A | #N/A | #N/A | #DIV/0! | #DIV/0! | #DIV/0! | #DIV/0! | #DIV/0! | #DIV/0! | #DIV/0! | #DIV/0! | #DIV/0! | #DIV/0! | #DIV/0! | #DIV/0! | #DIV/0! | #DIV/0! | #DIV/0! | #DIV/0! | #DIV/0! | #DIV/0! | #DIV/0! | #DIV/0! | #DIV/0! | #DIV/0! | #DIV/0! | #DIV/0! | #DIV/0! | #DIV/0! | #DIV/0! | #DIV/0! | #DIV/0! | #DIV/0! | #DIV/0! | #DIV/0! | #DIV/0! | #DIV/0! | #DIV/0! | #DIV/0!
0 | 0 | #DIV/0! | #DIV/0! | #DIV/0! | #DIV/0! | #DIV/0! | #DIV/0! | #DIV/0! | #DIV/0! | #DIV/0! | #DIV/0! | #DIV/0! | #DIV/0! | #DIV/0! | #DIV/0! | #DIV/0! | #DIV/0! | 0 | 0 | #DIV/0! | #DIV/0! | #DIV/0! | #DIV/0! | #DIV/0! | #DIV/0! | #DIV/0! | #DIV/0! | #DIV/0! | #DIV/0! | #DIV/0! | #DIV/0! | #DIV/0! | #DIV/0! | #DIV/0! | #DIV/0! | #DIV/0! | #DIV/0! | #DIV/0! | #DIV/0! | #DIV/0! | #DIV/0! | #DIV/0! | #DIV/0! | #DIV/0! | #DIV/0! | 4 | 2 | 1 | 0 | 0 | 0 | 0 | 0 | #N/A | #N/A | #N/A | #N/A | #N/A | #N/A | #N/A | #N/A | #N/A | #N/A | #N/A | #N/A | #N/A | #N/A | #N/A | #N/A | #DIV/0! | #DIV/0! | #DIV/0! | #DIV/0! | #DIV/0! | #DIV/0! | #DIV/0! | #DIV/0! | #DIV/0! | #DIV/0! | #DIV/0! | #DIV/0! | #DIV/0! | #DIV/0! | #DIV/0! | #DIV/0! | #DIV/0! | #DIV/0! | #DIV/0! | #DIV/0! | #DIV/0! | #DIV/0! | #DIV/0! | #DIV/0! | #DIV/0! | #DIV/0! | #DIV/0! | #DIV/0! | #DIV/0! | #DIV/0! | #DIV/0! | #DIV/0! | #DIV/0! | #DIV/0! | #DIV/0! | #DIV/0!
0 | 0 | #DIV/0! | #DIV/0! | #DIV/0! | #DIV/0! | #DIV/0! | #DIV/0! | #DIV/0! | #DIV/0! | #DIV/0! | #DIV/0! | #DIV/0! | #DIV/0! | #DIV/0! | #DIV/0! | #DIV/0! | #DIV/0! | 0 | 0 | #DIV/0! | #DIV/0! | #DIV/0! | #DIV/0! | #DIV/0! | #DIV/0! | #DIV/0! | #DIV/0! | #DIV/0! | #DIV/0! | #DIV/0! | #DIV/0! | #DIV/0! | #DIV/0! | #DIV/0! | #DIV/0! | #DIV/0! | #DIV/0! | #DIV/0! | #DIV/0! | #DIV/0! | #DIV/0! | #DIV/0! | #DIV/0! | #DIV/0! | #DIV/0! | 4 | 2 | 1 | 0 | 0 | 0 | 0 | 0 | #N/A | #N/A | #N/A | #N/A | #N/A | #N/A | #N/A | #N/A | #N/A | #N/A | #N/A | #N/A | #N/A | #N/A | #N/A | #N/A | #DIV/0! | #DIV/0! | #DIV/0! | #DIV/0! | #DIV/0! | #DIV/0! | #DIV/0! | #DIV/0! | #DIV/0! | #DIV/0! | #DIV/0! | #DIV/0! | #DIV/0! | #DIV/0! | #DIV/0! | #DIV/0! | #DIV/0! | #DIV/0! | #DIV/0! | #DIV/0! | #DIV/0! | #DIV/0! | #DIV/0! | #DIV/0! | #DIV/0! | #DIV/0! | #DIV/0! | #DIV/0! | #DIV/0! | #DIV/0! | #DIV/0! | #DIV/0! | #DIV/0! | #DIV/0! | #DIV/0! | #DIV/0!
0 | 0 | #DIV/0! | #DIV/0! | #DIV/0! | #DIV/0! | #DIV/0! | #DIV/0! | #DIV/0! | #DIV/0! | #DIV/0! | #DIV/0! | #DIV/0! | #DIV/0! | #DIV/0! | #DIV/0! | #DIV/0! | #DIV/0! | 0 | 0 | #DIV/0! | #DIV/0! | #DIV/0! | #DIV/0! | #DIV/0! | #DIV/0! | #DIV/0! | #DIV/0! | #DIV/0! | #DIV/0! | #DIV/0! | #DIV/0! | #DIV/0! | #DIV/0! | #DIV/0! | #DIV/0! | #DIV/0! | #DIV/0! | #DIV/0! | #DIV/0! | #DIV/0! | #DIV/0! | #DIV/0! | #DIV/0! | #DIV/0! | #DIV/0! | 4 | 2 | 1 | 0 | 0 | 0 | 0 | 0 | #N/A | #N/A | #N/A | #N/A | #N/A | #N/A | #N/A | #N/A | #N/A | #N/A | #N/A | #N/A | #N/A | #N/A | #N/A | #N/A | #DIV/0! | #DIV/0! | #DIV/0! | #DIV/0! | #DIV/0! | #DIV/0! | #DIV/0! | #DIV/0! | #DIV/0! | #DIV/0! | #DIV/0! | #DIV/0! | #DIV/0! | #DIV/0! | #DIV/0! | #DIV/0! | #DIV/0! | #DIV/0! | #DIV/0! | #DIV/0! | #DIV/0! | #DIV/0! | #DIV/0! | #DIV/0! | #DIV/0! | #DIV/0! | #DIV/0! | #DIV/0! | #DIV/0! | #DIV/0! | #DIV/0! | #DIV/0! | #DIV/0! | #DIV/0! | #DIV/0! | #DIV/0!
0 | 0 | #DIV/0! | #DIV/0! | #DIV/0! | #DIV/0! | #DIV/0! | #DIV/0! | #DIV/0! | #DIV/0! | #DIV/0! | #DIV/0! | #DIV/0! | #DIV/0! | #DIV/0! | #DIV/0! | #DIV/0! | #DIV/0! | 0 | 0 | #DIV/0! | #DIV/0! | #DIV/0! | #DIV/0! | #DIV/0! | #DIV/0! | #DIV/0! | #DIV/0! | #DIV/0! | #DIV/0! | #DIV/0! | #DIV/0! | #DIV/0! | #DIV/0! | #DIV/0! | #DIV/0! | #DIV/0! | #DIV/0! | #DIV/0! | #DIV/0! | #DIV/0! | #DIV/0! | #DIV/0! | #DIV/0! | #DIV/0! | #DIV/0! | 4 | 2 | 1 | 0 | 0 | 0 | 0 | 0 | #N/A | #N/A | #N/A | #N/A | #N/A | #N/A | #N/A | #N/A | #N/A | #N/A | #N/A | #N/A | #N/A | #N/A | #N/A | #N/A | #DIV/0! | #DIV/0! | #DIV/0! | #DIV/0! | #DIV/0! | #DIV/0! | #DIV/0! | #DIV/0! | #DIV/0! | #DIV/0! | #DIV/0! | #DIV/0! | #DIV/0! | #DIV/0! | #DIV/0! | #DIV/0! | #DIV/0! | #DIV/0! | #DIV/0! | #DIV/0! | #DIV/0! | #DIV/0! | #DIV/0! | #DIV/0! | #DIV/0! | #DIV/0! | #DIV/0! | #DIV/0! | #DIV/0! | #DIV/0! | #DIV/0! | #DIV/0! | #DIV/0! | #DIV/0! | #DIV/0! | #DIV/0!
0 | 0 | #DIV/0! | #DIV/0! | #DIV/0! | #DIV/0! | #DIV/0! | #DIV/0! | #DIV/0! | #DIV/0! | #DIV/0! | #DIV/0! | #DIV/0! | #DIV/0! | #DIV/0! | #DIV/0! | #DIV/0! | #DIV/0! | 0 | 0 | #DIV/0! | #DIV/0! | #DIV/0! | #DIV/0! | #DIV/0! | #DIV/0! | #DIV/0! | #DIV/0! | #DIV/0! | #DIV/0! | #DIV/0! | #DIV/0! | #DIV/0! | #DIV/0! | #DIV/0! | #DIV/0! | #DIV/0! | #DIV/0! | #DIV/0! | #DIV/0! | #DIV/0! | #DIV/0! | #DIV/0! | #DIV/0! | #DIV/0! | #DIV/0! | 4 | 2 | 1 | 0 | 0 | 0 | 0 | 0 | #N/A | #N/A | #N/A | #N/A | #N/A | #N/A | #N/A | #N/A | #N/A | #N/A | #N/A | #N/A | #N/A | #N/A | #N/A | #N/A | #DIV/0! | #DIV/0! | #DIV/0! | #DIV/0! | #DIV/0! | #DIV/0! | #DIV/0! | #DIV/0! | #DIV/0! | #DIV/0! | #DIV/0! | #DIV/0! | #DIV/0! | #DIV/0! | #DIV/0! | #DIV/0! | #DIV/0! | #DIV/0! | #DIV/0! | #DIV/0! | #DIV/0! | #DIV/0! | #DIV/0! | #DIV/0! | #DIV/0! | #DIV/0! | #DIV/0! | #DIV/0! | #DIV/0! | #DIV/0! | #DIV/0! | #DIV/0! | #DIV/0! | #DIV/0! | #DIV/0! | #DIV/0!
0 | 0 | #DIV/0! | #DIV/0! | #DIV/0! | #DIV/0! | #DIV/0! | #DIV/0! | #DIV/0! | #DIV/0! | #DIV/0! | #DIV/0! | #DIV/0! | #DIV/0! | #DIV/0! | #DIV/0! | #DIV/0! | #DIV/0! | 0 | 0 | #DIV/0! | #DIV/0! | #DIV/0! | #DIV/0! | #DIV/0! | #DIV/0! | #DIV/0! | #DIV/0! | #DIV/0! | #DIV/0! | #DIV/0! | #DIV/0! | #DIV/0! | #DIV/0! | #DIV/0! | #DIV/0! | #DIV/0! | #DIV/0! | #DIV/0! | #DIV/0! | #DIV/0! | #DIV/0! | #DIV/0! | #DIV/0! | #DIV/0! | #DIV/0! | 4 | 2 | 1 | 0 | 0 | 0 | 0 | 0 | #N/A | #N/A | #N/A | #N/A | #N/A | #N/A | #N/A | #N/A | #N/A | #N/A | #N/A | #N/A | #N/A | #N/A | #N/A | #N/A | #DIV/0! | #DIV/0! | #DIV/0! | #DIV/0! | #DIV/0! | #DIV/0! | #DIV/0! | #DIV/0! | #DIV/0! | #DIV/0! | #DIV/0! | #DIV/0! | #DIV/0! | #DIV/0! | #DIV/0! | #DIV/0! | #DIV/0! | #DIV/0! | #DIV/0! | #DIV/0! | #DIV/0! | #DIV/0! | #DIV/0! | #DIV/0! | #DIV/0! | #DIV/0! | #DIV/0! | #DIV/0! | #DIV/0! | #DIV/0! | #DIV/0! | #DIV/0! | #DIV/0! | #DIV/0! | #DIV/0! | #DIV/0!
0 | 0 | #DIV/0! | #DIV/0! | #DIV/0! | #DIV/0! | #DIV/0! | #DIV/0! | #DIV/0! | #DIV/0! | #DIV/0! | #DIV/0! | #DIV/0! | #DIV/0! | #DIV/0! | #DIV/0! | #DIV/0! | #DIV/0! | 0 | 0 | #DIV/0! | #DIV/0! | #DIV/0! | #DIV/0! | #DIV/0! | #DIV/0! | #DIV/0! | #DIV/0! | #DIV/0! | #DIV/0! | #DIV/0! | #DIV/0! | #DIV/0! | #DIV/0! | #DIV/0! | #DIV/0! | #DIV/0! | #DIV/0! | #DIV/0! | #DIV/0! | #DIV/0! | #DIV/0! | #DIV/0! | #DIV/0! | #DIV/0! | #DIV/0! | 4 | 2 | 1 | 0 | 0 | 0 | 0 | 0 | #N/A | #N/A | #N/A | #N/A | #N/A | #N/A | #N/A | #N/A | #N/A | #N/A | #N/A | #N/A | #N/A | #N/A | #N/A | #N/A | #DIV/0! | #DIV/0! | #DIV/0! | #DIV/0! | #DIV/0! | #DIV/0! | #DIV/0! | #DIV/0! | #DIV/0! | #DIV/0! | #DIV/0! | #DIV/0! | #DIV/0! | #DIV/0! | #DIV/0! | #DIV/0! | #DIV/0! | #DIV/0! | #DIV/0! | #DIV/0! | #DIV/0! | #DIV/0! | #DIV/0! | #DIV/0! | #DIV/0! | #DIV/0! | #DIV/0! | #DIV/0! | #DIV/0! | #DIV/0! | #DIV/0! | #DIV/0! | #DIV/0! | #DIV/0! | #DIV/0! | #DIV/0!
0 | 0 | #DIV/0! | #DIV/0! | #DIV/0! | #DIV/0! | #DIV/0! | #DIV/0! | #DIV/0! | #DIV/0! | #DIV/0! | #DIV/0! | #DIV/0! | #DIV/0! | #DIV/0! | #DIV/0! | #DIV/0! | #DIV/0! | 0 | 0 | #DIV/0! | #DIV/0! | #DIV/0! | #DIV/0! | #DIV/0! | #DIV/0! | #DIV/0! | #DIV/0! | #DIV/0! | #DIV/0! | #DIV/0! | #DIV/0! | #DIV/0! | #DIV/0! | #DIV/0! | #DIV/0! | #DIV/0! | #DIV/0! | #DIV/0! | #DIV/0! | #DIV/0! | #DIV/0! | #DIV/0! | #DIV/0! | #DIV/0! | #DIV/0! | 4 | 2 | 1 | 0 | 0 | 0 | 0 | 0 | #N/A | #N/A | #N/A | #N/A | #N/A | #N/A | #N/A | #N/A | #N/A | #N/A | #N/A | #N/A | #N/A | #N/A | #N/A | #N/A | #DIV/0! | #DIV/0! | #DIV/0! | #DIV/0! | #DIV/0! | #DIV/0! | #DIV/0! | #DIV/0! | #DIV/0! | #DIV/0! | #DIV/0! | #DIV/0! | #DIV/0! | #DIV/0! | #DIV/0! | #DIV/0! | #DIV/0! | #DIV/0! | #DIV/0! | #DIV/0! | #DIV/0! | #DIV/0! | #DIV/0! | #DIV/0! | #DIV/0! | #DIV/0! | #DIV/0! | #DIV/0! | #DIV/0! | #DIV/0! | #DIV/0! | #DIV/0! | #DIV/0! | #DIV/0! | #DIV/0! | #DIV/0!
0 | 0 | #DIV/0! | #DIV/0! | #DIV/0! | #DIV/0! | #DIV/0! | #DIV/0! | #DIV/0! | #DIV/0! | #DIV/0! | #DIV/0! | #DIV/0! | #DIV/0! | #DIV/0! | #DIV/0! | #DIV/0! | #DIV/0! | 0 | 0 | #DIV/0! | #DIV/0! | #DIV/0! | #DIV/0! | #DIV/0! | #DIV/0! | #DIV/0! | #DIV/0! | #DIV/0! | #DIV/0! | #DIV/0! | #DIV/0! | #DIV/0! | #DIV/0! | #DIV/0! | #DIV/0! | #DIV/0! | #DIV/0! | #DIV/0! | #DIV/0! | #DIV/0! | #DIV/0! | #DIV/0! | #DIV/0! | #DIV/0! | #DIV/0! | 4 | 2 | 1 | 0 | 0 | 0 | 0 | 0 | #N/A | #N/A | #N/A | #N/A | #N/A | #N/A | #N/A | #N/A | #N/A | #N/A | #N/A | #N/A | #N/A | #N/A | #N/A | #N/A | #DIV/0! | #DIV/0! | #DIV/0! | #DIV/0! | #DIV/0! | #DIV/0! | #DIV/0! | #DIV/0! | #DIV/0! | #DIV/0! | #DIV/0! | #DIV/0! | #DIV/0! | #DIV/0! | #DIV/0! | #DIV/0! | #DIV/0! | #DIV/0! | #DIV/0! | #DIV/0! | #DIV/0! | #DIV/0! | #DIV/0! | #DIV/0! | #DIV/0! | #DIV/0! | #DIV/0! | #DIV/0! | #DIV/0! | #DIV/0! | #DIV/0! | #DIV/0! | #DIV/0! | #DIV/0! | #DIV/0! | #DIV/0!
0 | 0 | #DIV/0! | #DIV/0! | #DIV/0! | #DIV/0! | #DIV/0! | #DIV/0! | #DIV/0! | #DIV/0! | #DIV/0! | #DIV/0! | #DIV/0! | #DIV/0! | #DIV/0! | #DIV/0! | #DIV/0! | #DIV/0! | 0 | 0 | #DIV/0! | #DIV/0! | #DIV/0! | #DIV/0! | #DIV/0! | #DIV/0! | #DIV/0! | #DIV/0! | #DIV/0! | #DIV/0! | #DIV/0! | #DIV/0! | #DIV/0! | #DIV/0! | #DIV/0! | #DIV/0! | #DIV/0! | #DIV/0! | #DIV/0! | #DIV/0! | #DIV/0! | #DIV/0! | #DIV/0! | #DIV/0! | #DIV/0! | #DIV/0! | 4 | 2 | 1 | 0 | 0 | 0 | 0 | 0 | #N/A | #N/A | #N/A | #N/A | #N/A | #N/A | #N/A | #N/A | #N/A | #N/A | #N/A | #N/A | #N/A | #N/A | #N/A | #N/A | #DIV/0! | #DIV/0! | #DIV/0! | #DIV/0! | #DIV/0! | #DIV/0! | #DIV/0! | #DIV/0! | #DIV/0! | #DIV/0! | #DIV/0! | #DIV/0! | #DIV/0! | #DIV/0! | #DIV/0! | #DIV/0! | #DIV/0! | #DIV/0! | #DIV/0! | #DIV/0! | #DIV/0! | #DIV/0! | #DIV/0! | #DIV/0! | #DIV/0! | #DIV/0! | #DIV/0! | #DIV/0! | #DIV/0! | #DIV/0! | #DIV/0! | #DIV/0! | #DIV/0! | #DIV/0! | #DIV/0! | #DIV/0!
0 | 0 | #DIV/0! | #DIV/0! | #DIV/0! | #DIV/0! | #DIV/0! | #DIV/0! | #DIV/0! | #DIV/0! | #DIV/0! | #DIV/0! | #DIV/0! | #DIV/0! | #DIV/0! | #DIV/0! | #DIV/0! | #DIV/0! | 0 | 0 | #DIV/0! | #DIV/0! | #DIV/0! | #DIV/0! | #DIV/0! | #DIV/0! | #DIV/0! | #DIV/0! | #DIV/0! | #DIV/0! | #DIV/0! | #DIV/0! | #DIV/0! | #DIV/0! | #DIV/0! | #DIV/0! | #DIV/0! | #DIV/0! | #DIV/0! | #DIV/0! | #DIV/0! | #DIV/0! | #DIV/0! | #DIV/0! | #DIV/0! | #DIV/0! | 4 | 2 | 1 | 0 | 0 | 0 | 0 | 0 | #N/A | #N/A | #N/A | #N/A | #N/A | #N/A | #N/A | #N/A | #N/A | #N/A | #N/A | #N/A | #N/A | #N/A | #N/A | #N/A | #DIV/0! | #DIV/0! | #DIV/0! | #DIV/0! | #DIV/0! | #DIV/0! | #DIV/0! | #DIV/0! | #DIV/0! | #DIV/0! | #DIV/0! | #DIV/0! | #DIV/0! | #DIV/0! | #DIV/0! | #DIV/0! | #DIV/0! | #DIV/0! | #DIV/0! | #DIV/0! | #DIV/0! | #DIV/0! | #DIV/0! | #DIV/0! | #DIV/0! | #DIV/0! | #DIV/0! | #DIV/0! | #DIV/0! | #DIV/0! | #DIV/0! | #DIV/0! | #DIV/0! | #DIV/0! | #DIV/0! | #DIV/0!
0 | 0 | #DIV/0! | #DIV/0! | #DIV/0! | #DIV/0! | #DIV/0! | #DIV/0! | #DIV/0! | #DIV/0! | #DIV/0! | #DIV/0! | #DIV/0! | #DIV/0! | #DIV/0! | #DIV/0! | #DIV/0! | #DIV/0! | 0 | 0 | #DIV/0! | #DIV/0! | #DIV/0! | #DIV/0! | #DIV/0! | #DIV/0! | #DIV/0! | #DIV/0! | #DIV/0! | #DIV/0! | #DIV/0! | #DIV/0! | #DIV/0! | #DIV/0! | #DIV/0! | #DIV/0! | #DIV/0! | #DIV/0! | #DIV/0! | #DIV/0! | #DIV/0! | #DIV/0! | #DIV/0! | #DIV/0! | #DIV/0! | #DIV/0! | 4 | 2 | 1 | 0 | 0 | 0 | 0 | 0 | #N/A | #N/A | #N/A | #N/A | #N/A | #N/A | #N/A | #N/A | #N/A | #N/A | #N/A | #N/A | #N/A | #N/A | #N/A | #N/A | #DIV/0! | #DIV/0! | #DIV/0! | #DIV/0! | #DIV/0! | #DIV/0! | #DIV/0! | #DIV/0! | #DIV/0! | #DIV/0! | #DIV/0! | #DIV/0! | #DIV/0! | #DIV/0! | #DIV/0! | #DIV/0! | #DIV/0! | #DIV/0! | #DIV/0! | #DIV/0! | #DIV/0! | #DIV/0! | #DIV/0! | #DIV/0! | #DIV/0! | #DIV/0! | #DIV/0! | #DIV/0! | #DIV/0! | #DIV/0! | #DIV/0! | #DIV/0! | #DIV/0! | #DIV/0! | #DIV/0! | #DIV/0!
0 | 0 | #DIV/0! | #DIV/0! | #DIV/0! | #DIV/0! | #DIV/0! | #DIV/0! | #DIV/0! | #DIV/0! | #DIV/0! | #DIV/0! | #DIV/0! | #DIV/0! | #DIV/0! | #DIV/0! | #DIV/0! | #DIV/0! | 0 | 0 | #DIV/0! | #DIV/0! | #DIV/0! | #DIV/0! | #DIV/0! | #DIV/0! | #DIV/0! | #DIV/0! | #DIV/0! | #DIV/0! | #DIV/0! | #DIV/0! | #DIV/0! | #DIV/0! | #DIV/0! | #DIV/0! | #DIV/0! | #DIV/0! | #DIV/0! | #DIV/0! | #DIV/0! | #DIV/0! | #DIV/0! | #DIV/0! | #DIV/0! | #DIV/0! | 4 | 2 | 1 | 0 | 0 | 0 | 0 | 0 | #N/A | #N/A | #N/A | #N/A | #N/A | #N/A | #N/A | #N/A | #N/A | #N/A | #N/A | #N/A | #N/A | #N/A | #N/A | #N/A | #DIV/0! | #DIV/0! | #DIV/0! | #DIV/0! | #DIV/0! | #DIV/0! | #DIV/0! | #DIV/0! | #DIV/0! | #DIV/0! | #DIV/0! | #DIV/0! | #DIV/0! | #DIV/0! | #DIV/0! | #DIV/0! | #DIV/0! | #DIV/0! | #DIV/0! | #DIV/0! | #DIV/0! | #DIV/0! | #DIV/0! | #DIV/0! | #DIV/0! | #DIV/0! | #DIV/0! | #DIV/0! | #DIV/0! | #DIV/0! | #DIV/0! | #DIV/0! | #DIV/0! | #DIV/0! | #DIV/0! | #DIV/0!
0 | 0 | #DIV/0! | #DIV/0! | #DIV/0! | #DIV/0! | #DIV/0! | #DIV/0! | #DIV/0! | #DIV/0! | #DIV/0! | #DIV/0! | #DIV/0! | #DIV/0! | #DIV/0! | #DIV/0! | #DIV/0! | #DIV/0! | 0 | 0 | #DIV/0! | #DIV/0! | #DIV/0! | #DIV/0! | #DIV/0! | #DIV/0! | #DIV/0! | #DIV/0! | #DIV/0! | #DIV/0! | #DIV/0! | #DIV/0! | #DIV/0! | #DIV/0! | #DIV/0! | #DIV/0! | #DIV/0! | #DIV/0! | #DIV/0! | #DIV/0! | #DIV/0! | #DIV/0! | #DIV/0! | #DIV/0! | #DIV/0! | #DIV/0! | 4 | 2 | 1 | 0 | 0 | 0 | 0 | 0 | #N/A | #N/A | #N/A | #N/A | #N/A | #N/A | #N/A | #N/A | #N/A | #N/A | #N/A | #N/A | #N/A | #N/A | #N/A | #N/A | #DIV/0! | #DIV/0! | #DIV/0! | #DIV/0! | #DIV/0! | #DIV/0! | #DIV/0! | #DIV/0! | #DIV/0! | #DIV/0! | #DIV/0! | #DIV/0! | #DIV/0! | #DIV/0! | #DIV/0! | #DIV/0! | #DIV/0! | #DIV/0! | #DIV/0! | #DIV/0! | #DIV/0! | #DIV/0! | #DIV/0! | #DIV/0! | #DIV/0! | #DIV/0! | #DIV/0! | #DIV/0! | #DIV/0! | #DIV/0! | #DIV/0! | #DIV/0! | #DIV/0! | #DIV/0! | #DIV/0! | #DIV/0!
0 | 0 | #DIV/0! | #DIV/0! | #DIV/0! | #DIV/0! | #DIV/0! | #DIV/0! | #DIV/0! | #DIV/0! | #DIV/0! | #DIV/0! | #DIV/0! | #DIV/0! | #DIV/0! | #DIV/0! | #DIV/0! | #DIV/0! | 0 | 0 | #DIV/0! | #DIV/0! | #DIV/0! | #DIV/0! | #DIV/0! | #DIV/0! | #DIV/0! | #DIV/0! | #DIV/0! | #DIV/0! | #DIV/0! | #DIV/0! | #DIV/0! | #DIV/0! | #DIV/0! | #DIV/0! | #DIV/0! | #DIV/0! | #DIV/0! | #DIV/0! | #DIV/0! | #DIV/0! | #DIV/0! | #DIV/0! | #DIV/0! | #DIV/0! | 4 | 2 | 1 | 0 | 0 | 0 | 0 | 0 | #N/A | #N/A | #N/A | #N/A | #N/A | #N/A | #N/A | #N/A | #N/A | #N/A | #N/A | #N/A | #N/A | #N/A | #N/A | #N/A | #DIV/0! | #DIV/0! | #DIV/0! | #DIV/0! | #DIV/0! | #DIV/0! | #DIV/0! | #DIV/0! | #DIV/0! | #DIV/0! | #DIV/0! | #DIV/0! | #DIV/0! | #DIV/0! | #DIV/0! | #DIV/0! | #DIV/0! | #DIV/0! | #DIV/0! | #DIV/0! | #DIV/0! | #DIV/0! | #DIV/0! | #DIV/0! | #DIV/0! | #DIV/0! | #DIV/0! | #DIV/0! | #DIV/0! | #DIV/0! | #DIV/0! | #DIV/0! | #DIV/0! | #DIV/0! | #DIV/0! | #DIV/0!
0 | 0 | #DIV/0! | #DIV/0! | #DIV/0! | #DIV/0! | #DIV/0! | #DIV/0! | #DIV/0! | #DIV/0! | #DIV/0! | #DIV/0! | #DIV/0! | #DIV/0! | #DIV/0! | #DIV/0! | #DIV/0! | #DIV/0! | 0 | 0 | #DIV/0! | #DIV/0! | #DIV/0! | #DIV/0! | #DIV/0! | #DIV/0! | #DIV/0! | #DIV/0! | #DIV/0! | #DIV/0! | #DIV/0! | #DIV/0! | #DIV/0! | #DIV/0! | #DIV/0! | #DIV/0! | #DIV/0! | #DIV/0! | #DIV/0! | #DIV/0! | #DIV/0! | #DIV/0! | #DIV/0! | #DIV/0! | #DIV/0! | #DIV/0! | 4 | 2 | 1 | 0 | 0 | 0 | 0 | 0 | #N/A | #N/A | #N/A | #N/A | #N/A | #N/A | #N/A | #N/A | #N/A | #N/A | #N/A | #N/A | #N/A | #N/A | #N/A | #N/A | #DIV/0! | #DIV/0! | #DIV/0! | #DIV/0! | #DIV/0! | #DIV/0! | #DIV/0! | #DIV/0! | #DIV/0! | #DIV/0! | #DIV/0! | #DIV/0! | #DIV/0! | #DIV/0! | #DIV/0! | #DIV/0! | #DIV/0! | #DIV/0! | #DIV/0! | #DIV/0! | #DIV/0! | #DIV/0! | #DIV/0! | #DIV/0! | #DIV/0! | #DIV/0! | #DIV/0! | #DIV/0! | #DIV/0! | #DIV/0! | #DIV/0! | #DIV/0! | #DIV/0! | #DIV/0! | #DIV/0! | #DIV/0!
0 | 0 | #DIV/0! | #DIV/0! | #DIV/0! | #DIV/0! | #DIV/0! | #DIV/0! | #DIV/0! | #DIV/0! | #DIV/0! | #DIV/0! | #DIV/0! | #DIV/0! | #DIV/0! | #DIV/0! | #DIV/0! | #DIV/0! | 0 | 0 | #DIV/0! | #DIV/0! | #DIV/0! | #DIV/0! | #DIV/0! | #DIV/0! | #DIV/0! | #DIV/0! | #DIV/0! | #DIV/0! | #DIV/0! | #DIV/0! | #DIV/0! | #DIV/0! | #DIV/0! | #DIV/0! | #DIV/0! | #DIV/0! | #DIV/0! | #DIV/0! | #DIV/0! | #DIV/0! | #DIV/0! | #DIV/0! | #DIV/0! | #DIV/0! | 4 | 2 | 1 | 0 | 0 | 0 | 0 | 0 | #N/A | #N/A | #N/A | #N/A | #N/A | #N/A | #N/A | #N/A | #N/A | #N/A | #N/A | #N/A | #N/A | #N/A | #N/A | #N/A | #DIV/0! | #DIV/0! | #DIV/0! | #DIV/0! | #DIV/0! | #DIV/0! | #DIV/0! | #DIV/0! | #DIV/0! | #DIV/0! | #DIV/0! | #DIV/0! | #DIV/0! | #DIV/0! | #DIV/0! | #DIV/0! | #DIV/0! | #DIV/0! | #DIV/0! | #DIV/0! | #DIV/0! | #DIV/0! | #DIV/0! | #DIV/0! | #DIV/0! | #DIV/0! | #DIV/0! | #DIV/0! | #DIV/0! | #DIV/0! | #DIV/0! | #DIV/0! | #DIV/0! | #DIV/0! | #DIV/0! | #DIV/0!
0 | 0 | #DIV/0! | #DIV/0! | #DIV/0! | #DIV/0! | #DIV/0! | #DIV/0! | #DIV/0! | #DIV/0! | #DIV/0! | #DIV/0! | #DIV/0! | #DIV/0! | #DIV/0! | #DIV/0! | #DIV/0! | #DIV/0! | 0 | 0 | #DIV/0! | #DIV/0! | #DIV/0! | #DIV/0! | #DIV/0! | #DIV/0! | #DIV/0! | #DIV/0! | #DIV/0! | #DIV/0! | #DIV/0! | #DIV/0! | #DIV/0! | #DIV/0! | #DIV/0! | #DIV/0! | #DIV/0! | #DIV/0! | #DIV/0! | #DIV/0! | #DIV/0! | #DIV/0! | #DIV/0! | #DIV/0! | #DIV/0! | #DIV/0! | 4 | 2 | 1 | 0 | 0 | 0 | 0 | 0 | #N/A | #N/A | #N/A | #N/A | #N/A | #N/A | #N/A | #N/A | #N/A | #N/A | #N/A | #N/A | #N/A | #N/A | #N/A | #N/A | #DIV/0! | #DIV/0! | #DIV/0! | #DIV/0! | #DIV/0! | #DIV/0! | #DIV/0! | #DIV/0! | #DIV/0! | #DIV/0! | #DIV/0! | #DIV/0! | #DIV/0! | #DIV/0! | #DIV/0! | #DIV/0! | #DIV/0! | #DIV/0! | #DIV/0! | #DIV/0! | #DIV/0! | #DIV/0! | #DIV/0! | #DIV/0! | #DIV/0! | #DIV/0! | #DIV/0! | #DIV/0! | #DIV/0! | #DIV/0! | #DIV/0! | #DIV/0! | #DIV/0! | #DIV/0! | #DIV/0! | #DIV/0!
0 | 0 | #DIV/0! | #DIV/0! | #DIV/0! | #DIV/0! | #DIV/0! | #DIV/0! | #DIV/0! | #DIV/0! | #DIV/0! | #DIV/0! | #DIV/0! | #DIV/0! | #DIV/0! | #DIV/0! | #DIV/0! | #DIV/0! | 0 | 0 | #DIV/0! | #DIV/0! | #DIV/0! | #DIV/0! | #DIV/0! | #DIV/0! | #DIV/0! | #DIV/0! | #DIV/0! | #DIV/0! | #DIV/0! | #DIV/0! | #DIV/0! | #DIV/0! | #DIV/0! | #DIV/0! | #DIV/0! | #DIV/0! | #DIV/0! | #DIV/0! | #DIV/0! | #DIV/0! | #DIV/0! | #DIV/0! | #DIV/0! | #DIV/0! | 4 | 2 | 1 | 0 | 0 | 0 | 0 | 0 | #N/A | #N/A | #N/A | #N/A | #N/A | #N/A | #N/A | #N/A | #N/A | #N/A | #N/A | #N/A | #N/A | #N/A | #N/A | #N/A | #DIV/0! | #DIV/0! | #DIV/0! | #DIV/0! | #DIV/0! | #DIV/0! | #DIV/0! | #DIV/0! | #DIV/0! | #DIV/0! | #DIV/0! | #DIV/0! | #DIV/0! | #DIV/0! | #DIV/0! | #DIV/0! | #DIV/0! | #DIV/0! | #DIV/0! | #DIV/0! | #DIV/0! | #DIV/0! | #DIV/0! | #DIV/0! | #DIV/0! | #DIV/0! | #DIV/0! | #DIV/0! | #DIV/0! | #DIV/0! | #DIV/0! | #DIV/0! | #DIV/0! | #DIV/0! | #DIV/0! | #DIV/0!
0 | 0 | #DIV/0! | #DIV/0! | #DIV/0! | #DIV/0! | #DIV/0! | #DIV/0! | #DIV/0! | #DIV/0! | #DIV/0! | #DIV/0! | #DIV/0! | #DIV/0! | #DIV/0! | #DIV/0! | #DIV/0! | #DIV/0! | 0 | 0 | #DIV/0! | #DIV/0! | #DIV/0! | #DIV/0! | #DIV/0! | #DIV/0! | #DIV/0! | #DIV/0! | #DIV/0! | #DIV/0! | #DIV/0! | #DIV/0! | #DIV/0! | #DIV/0! | #DIV/0! | #DIV/0! | #DIV/0! | #DIV/0! | #DIV/0! | #DIV/0! | #DIV/0! | #DIV/0! | #DIV/0! | #DIV/0! | #DIV/0! | #DIV/0! | 4 | 2 | 1 | 0 | 0 | 0 | 0 | 0 | #N/A | #N/A | #N/A | #N/A | #N/A | #N/A | #N/A | #N/A | #N/A | #N/A | #N/A | #N/A | #N/A | #N/A | #N/A | #N/A | #DIV/0! | #DIV/0! | #DIV/0! | #DIV/0! | #DIV/0! | #DIV/0! | #DIV/0! | #DIV/0! | #DIV/0! | #DIV/0! | #DIV/0! | #DIV/0! | #DIV/0! | #DIV/0! | #DIV/0! | #DIV/0! | #DIV/0! | #DIV/0! | #DIV/0! | #DIV/0! | #DIV/0! | #DIV/0! | #DIV/0! | #DIV/0! | #DIV/0! | #DIV/0! | #DIV/0! | #DIV/0! | #DIV/0! | #DIV/0! | #DIV/0! | #DIV/0! | #DIV/0! | #DIV/0! | #DIV/0! | #DIV/0!
0 | 0 | #DIV/0! | #DIV/0! | #DIV/0! | #DIV/0! | #DIV/0! | #DIV/0! | #DIV/0! | #DIV/0! | #DIV/0! | #DIV/0! | #DIV/0! | #DIV/0! | #DIV/0! | #DIV/0! | #DIV/0! | #DIV/0! | 0 | 0 | #DIV/0! | #DIV/0! | #DIV/0! | #DIV/0! | #DIV/0! | #DIV/0! | #DIV/0! | #DIV/0! | #DIV/0! | #DIV/0! | #DIV/0! | #DIV/0! | #DIV/0! | #DIV/0! | #DIV/0! | #DIV/0! | #DIV/0! | #DIV/0! | #DIV/0! | #DIV/0! | #DIV/0! | #DIV/0! | #DIV/0! | #DIV/0! | #DIV/0! | #DIV/0! | 4 | 2 | 1 | 0 | 0 | 0 | 0 | 0 | #N/A | #N/A | #N/A | #N/A | #N/A | #N/A | #N/A | #N/A | #N/A | #N/A | #N/A | #N/A | #N/A | #N/A | #N/A | #N/A | #DIV/0! | #DIV/0! | #DIV/0! | #DIV/0! | #DIV/0! | #DIV/0! | #DIV/0! | #DIV/0! | #DIV/0! | #DIV/0! | #DIV/0! | #DIV/0! | #DIV/0! | #DIV/0! | #DIV/0! | #DIV/0! | #DIV/0! | #DIV/0! | #DIV/0! | #DIV/0! | #DIV/0! | #DIV/0! | #DIV/0! | #DIV/0! | #DIV/0! | #DIV/0! | #DIV/0! | #DIV/0! | #DIV/0! | #DIV/0! | #DIV/0! | #DIV/0! | #DIV/0! | #DIV/0! | #DIV/0! | #DIV/0!
0 | 0 | #DIV/0! | #DIV/0! | #DIV/0! | #DIV/0! | #DIV/0! | #DIV/0! | #DIV/0! | #DIV/0! | #DIV/0! | #DIV/0! | #DIV/0! | #DIV/0! | #DIV/0! | #DIV/0! | #DIV/0! | #DIV/0! | 0 | 0 | #DIV/0! | #DIV/0! | #DIV/0! | #DIV/0! | #DIV/0! | #DIV/0! | #DIV/0! | #DIV/0! | #DIV/0! | #DIV/0! | #DIV/0! | #DIV/0! | #DIV/0! | #DIV/0! | #DIV/0! | #DIV/0! | #DIV/0! | #DIV/0! | #DIV/0! | #DIV/0! | #DIV/0! | #DIV/0! | #DIV/0! | #DIV/0! | #DIV/0! | #DIV/0! | 4 | 2 | 1 | 0 | 0 | 0 | 0 | 0 | #N/A | #N/A | #N/A | #N/A | #N/A | #N/A | #N/A | #N/A | #N/A | #N/A | #N/A | #N/A | #N/A | #N/A | #N/A | #N/A | #DIV/0! | #DIV/0! | #DIV/0! | #DIV/0! | #DIV/0! | #DIV/0! | #DIV/0! | #DIV/0! | #DIV/0! | #DIV/0! | #DIV/0! | #DIV/0! | #DIV/0! | #DIV/0! | #DIV/0! | #DIV/0! | #DIV/0! | #DIV/0! | #DIV/0! | #DIV/0! | #DIV/0! | #DIV/0! | #DIV/0! | #DIV/0! | #DIV/0! | #DIV/0! | #DIV/0! | #DIV/0! | #DIV/0! | #DIV/0! | #DIV/0! | #DIV/0! | #DIV/0! | #DIV/0! | #DIV/0! | #DIV/0!
0 | 0 | #DIV/0! | #DIV/0! | #DIV/0! | #DIV/0! | #DIV/0! | #DIV/0! | #DIV/0! | #DIV/0! | #DIV/0! | #DIV/0! | #DIV/0! | #DIV/0! | #DIV/0! | #DIV/0! | #DIV/0! | #DIV/0! | 0 | 0 | #DIV/0! | #DIV/0! | #DIV/0! | #DIV/0! | #DIV/0! | #DIV/0! | #DIV/0! | #DIV/0! | #DIV/0! | #DIV/0! | #DIV/0! | #DIV/0! | #DIV/0! | #DIV/0! | #DIV/0! | #DIV/0! | #DIV/0! | #DIV/0! | #DIV/0! | #DIV/0! | #DIV/0! | #DIV/0! | #DIV/0! | #DIV/0! | #DIV/0! | #DIV/0! | 4 | 2 | 1 | 0 | 0 | 0 | 0 | 0 | #N/A | #N/A | #N/A | #N/A | #N/A | #N/A | #N/A | #N/A | #N/A | #N/A | #N/A | #N/A | #N/A | #N/A | #N/A | #N/A | #DIV/0! | #DIV/0! | #DIV/0! | #DIV/0! | #DIV/0! | #DIV/0! | #DIV/0! | #DIV/0! | #DIV/0! | #DIV/0! | #DIV/0! | #DIV/0! | #DIV/0! | #DIV/0! | #DIV/0! | #DIV/0! | #DIV/0! | #DIV/0! | #DIV/0! | #DIV/0! | #DIV/0! | #DIV/0! | #DIV/0! | #DIV/0! | #DIV/0! | #DIV/0! | #DIV/0! | #DIV/0! | #DIV/0! | #DIV/0! | #DIV/0! | #DIV/0! | #DIV/0! | #DIV/0! | #DIV/0! | #DIV/0!
0 | 0 | #DIV/0! | #DIV/0! | #DIV/0! | #DIV/0! | #DIV/0! | #DIV/0! | #DIV/0! | #DIV/0! | #DIV/0! | #DIV/0! | #DIV/0! | #DIV/0! | #DIV/0! | #DIV/0! | #DIV/0! | #DIV/0! | 0 | 0 | #DIV/0! | #DIV/0! | #DIV/0! | #DIV/0! | #DIV/0! | #DIV/0! | #DIV/0! | #DIV/0! | #DIV/0! | #DIV/0! | #DIV/0! | #DIV/0! | #DIV/0! | #DIV/0! | #DIV/0! | #DIV/0! | #DIV/0! | #DIV/0! | #DIV/0! | #DIV/0! | #DIV/0! | #DIV/0! | #DIV/0! | #DIV/0! | #DIV/0! | #DIV/0! | 4 | 2 | 1 | 0 | 0 | 0 | 0 | 0 | #N/A | #N/A | #N/A | #N/A | #N/A | #N/A | #N/A | #N/A | #N/A | #N/A | #N/A | #N/A | #N/A | #N/A | #N/A | #N/A | #DIV/0! | #DIV/0! | #DIV/0! | #DIV/0! | #DIV/0! | #DIV/0! | #DIV/0! | #DIV/0! | #DIV/0! | #DIV/0! | #DIV/0! | #DIV/0! | #DIV/0! | #DIV/0! | #DIV/0! | #DIV/0! | #DIV/0! | #DIV/0! | #DIV/0! | #DIV/0! | #DIV/0! | #DIV/0! | #DIV/0! | #DIV/0! | #DIV/0! | #DIV/0! | #DIV/0! | #DIV/0! | #DIV/0! | #DIV/0! | #DIV/0! | #DIV/0! | #DIV/0! | #DIV/0! | #DIV/0! | #DIV/0!
0 | 0 | #DIV/0! | #DIV/0! | #DIV/0! | #DIV/0! | #DIV/0! | #DIV/0! | #DIV/0! | #DIV/0! | #DIV/0! | #DIV/0! | #DIV/0! | #DIV/0! | #DIV/0! | #DIV/0! | #DIV/0! | #DIV/0! | 0 | 0 | #DIV/0! | #DIV/0! | #DIV/0! | #DIV/0! | #DIV/0! | #DIV/0! | #DIV/0! | #DIV/0! | #DIV/0! | #DIV/0! | #DIV/0! | #DIV/0! | #DIV/0! | #DIV/0! | #DIV/0! | #DIV/0! | #DIV/0! | #DIV/0! | #DIV/0! | #DIV/0! | #DIV/0! | #DIV/0! | #DIV/0! | #DIV/0! | #DIV/0! | #DIV/0! | 4 | 2 | 1 | 0 | 0 | 0 | 0 | 0 | #N/A | #N/A | #N/A | #N/A | #N/A | #N/A | #N/A | #N/A | #N/A | #N/A | #N/A | #N/A | #N/A | #N/A | #N/A | #N/A | #DIV/0! | #DIV/0! | #DIV/0! | #DIV/0! | #DIV/0! | #DIV/0! | #DIV/0! | #DIV/0! | #DIV/0! | #DIV/0! | #DIV/0! | #DIV/0! | #DIV/0! | #DIV/0! | #DIV/0! | #DIV/0! | #DIV/0! | #DIV/0! | #DIV/0! | #DIV/0! | #DIV/0! | #DIV/0! | #DIV/0! | #DIV/0! | #DIV/0! | #DIV/0! | #DIV/0! | #DIV/0! | #DIV/0! | #DIV/0! | #DIV/0! | #DIV/0! | #DIV/0! | #DIV/0! | #DIV/0! | #DIV/0!
0 | 0 | #DIV/0! | #DIV/0! | #DIV/0! | #DIV/0! | #DIV/0! | #DIV/0! | #DIV/0! | #DIV/0! | #DIV/0! | #DIV/0! | #DIV/0! | #DIV/0! | #DIV/0! | #DIV/0! | #DIV/0! | #DIV/0! | 0 | 0 | #DIV/0! | #DIV/0! | #DIV/0! | #DIV/0! | #DIV/0! | #DIV/0! | #DIV/0! | #DIV/0! | #DIV/0! | #DIV/0! | #DIV/0! | #DIV/0! | #DIV/0! | #DIV/0! | #DIV/0! | #DIV/0! | #DIV/0! | #DIV/0! | #DIV/0! | #DIV/0! | #DIV/0! | #DIV/0! | #DIV/0! | #DIV/0! | #DIV/0! | #DIV/0! | 4 | 2 | 1 | 0 | 0 | 0 | 0 | 0 | #N/A | #N/A | #N/A | #N/A | #N/A | #N/A | #N/A | #N/A | #N/A | #N/A | #N/A | #N/A | #N/A | #N/A | #N/A | #N/A | #DIV/0! | #DIV/0! | #DIV/0! | #DIV/0! | #DIV/0! | #DIV/0! | #DIV/0! | #DIV/0! | #DIV/0! | #DIV/0! | #DIV/0! | #DIV/0! | #DIV/0! | #DIV/0! | #DIV/0! | #DIV/0! | #DIV/0! | #DIV/0! | #DIV/0! | #DIV/0! | #DIV/0! | #DIV/0! | #DIV/0! | #DIV/0! | #DIV/0! | #DIV/0! | #DIV/0! | #DIV/0! | #DIV/0! | #DIV/0! | #DIV/0! | #DIV/0! | #DIV/0! | #DIV/0! | #DIV/0! | #DIV/0!
0 | 0 | #DIV/0! | #DIV/0! | #DIV/0! | #DIV/0! | #DIV/0! | #DIV/0! | #DIV/0! | #DIV/0! | #DIV/0! | #DIV/0! | #DIV/0! | #DIV/0! | #DIV/0! | #DIV/0! | #DIV/0! | #DIV/0! | 0 | 0 | #DIV/0! | #DIV/0! | #DIV/0! | #DIV/0! | #DIV/0! | #DIV/0! | #DIV/0! | #DIV/0! | #DIV/0! | #DIV/0! | #DIV/0! | #DIV/0! | #DIV/0! | #DIV/0! | #DIV/0! | #DIV/0! | #DIV/0! | #DIV/0! | #DIV/0! | #DIV/0! | #DIV/0! | #DIV/0! | #DIV/0! | #DIV/0! | #DIV/0! | #DIV/0! | 4 | 2 | 1 | 0 | 0 | 0 | 0 | 0 | #N/A | #N/A | #N/A | #N/A | #N/A | #N/A | #N/A | #N/A | #N/A | #N/A | #N/A | #N/A | #N/A | #N/A | #N/A | #N/A | #DIV/0! | #DIV/0! | #DIV/0! | #DIV/0! | #DIV/0! | #DIV/0! | #DIV/0! | #DIV/0! | #DIV/0! | #DIV/0! | #DIV/0! | #DIV/0! | #DIV/0! | #DIV/0! | #DIV/0! | #DIV/0! | #DIV/0! | #DIV/0! | #DIV/0! | #DIV/0! | #DIV/0! | #DIV/0! | #DIV/0! | #DIV/0! | #DIV/0! | #DIV/0! | #DIV/0! | #DIV/0! | #DIV/0! | #DIV/0! | #DIV/0! | #DIV/0! | #DIV/0! | #DIV/0! | #DIV/0! | #DIV/0!
0 | 0 | #DIV/0! | #DIV/0! | #DIV/0! | #DIV/0! | #DIV/0! | #DIV/0! | #DIV/0! | #DIV/0! | #DIV/0! | #DIV/0! | #DIV/0! | #DIV/0! | #DIV/0! | #DIV/0! | #DIV/0! | #DIV/0! | 0 | 0 | #DIV/0! | #DIV/0! | #DIV/0! | #DIV/0! | #DIV/0! | #DIV/0! | #DIV/0! | #DIV/0! | #DIV/0! | #DIV/0! | #DIV/0! | #DIV/0! | #DIV/0! | #DIV/0! | #DIV/0! | #DIV/0! | #DIV/0! | #DIV/0! | #DIV/0! | #DIV/0! | #DIV/0! | #DIV/0! | #DIV/0! | #DIV/0! | #DIV/0! | #DIV/0! | 4 | 2 | 1 | 0 | 0 | 0 | 0 | 0 | #N/A | #N/A | #N/A | #N/A | #N/A | #N/A | #N/A | #N/A | #N/A | #N/A | #N/A | #N/A | #N/A | #N/A | #N/A | #N/A | #DIV/0! | #DIV/0! | #DIV/0! | #DIV/0! | #DIV/0! | #DIV/0! | #DIV/0! | #DIV/0! | #DIV/0! | #DIV/0! | #DIV/0! | #DIV/0! | #DIV/0! | #DIV/0! | #DIV/0! | #DIV/0! | #DIV/0! | #DIV/0! | #DIV/0! | #DIV/0! | #DIV/0! | #DIV/0! | #DIV/0! | #DIV/0! | #DIV/0! | #DIV/0! | #DIV/0! | #DIV/0! | #DIV/0! | #DIV/0! | #DIV/0! | #DIV/0! | #DIV/0! | #DIV/0! | #DIV/0! | #DIV/0!
0 | 0 | #DIV/0! | #DIV/0! | #DIV/0! | #DIV/0! | #DIV/0! | #DIV/0! | #DIV/0! | #DIV/0! | #DIV/0! | #DIV/0! | #DIV/0! | #DIV/0! | #DIV/0! | #DIV/0! | #DIV/0! | #DIV/0! | 0 | 0 | #DIV/0! | #DIV/0! | #DIV/0! | #DIV/0! | #DIV/0! | #DIV/0! | #DIV/0! | #DIV/0! | #DIV/0! | #DIV/0! | #DIV/0! | #DIV/0! | #DIV/0! | #DIV/0! | #DIV/0! | #DIV/0! | #DIV/0! | #DIV/0! | #DIV/0! | #DIV/0! | #DIV/0! | #DIV/0! | #DIV/0! | #DIV/0! | #DIV/0! | #DIV/0! | 4 | 2 | 1 | 0 | 0 | 0 | 0 | 0 | #N/A | #N/A | #N/A | #N/A | #N/A | #N/A | #N/A | #N/A | #N/A | #N/A | #N/A | #N/A | #N/A | #N/A | #N/A | #N/A | #DIV/0! | #DIV/0! | #DIV/0! | #DIV/0! | #DIV/0! | #DIV/0! | #DIV/0! | #DIV/0! | #DIV/0! | #DIV/0! | #DIV/0! | #DIV/0! | #DIV/0! | #DIV/0! | #DIV/0! | #DIV/0! | #DIV/0! | #DIV/0! | #DIV/0! | #DIV/0! | #DIV/0! | #DIV/0! | #DIV/0! | #DIV/0! | #DIV/0! | #DIV/0! | #DIV/0! | #DIV/0! | #DIV/0! | #DIV/0! | #DIV/0! | #DIV/0! | #DIV/0! | #DIV/0! | #DIV/0! | #DIV/0!
0 | 0 | #DIV/0! | #DIV/0! | #DIV/0! | #DIV/0! | #DIV/0! | #DIV/0! | #DIV/0! | #DIV/0! | #DIV/0! | #DIV/0! | #DIV/0! | #DIV/0! | #DIV/0! | #DIV/0! | #DIV/0! | #DIV/0! | 0 | 0 | #DIV/0! | #DIV/0! | #DIV/0! | #DIV/0! | #DIV/0! | #DIV/0! | #DIV/0! | #DIV/0! | #DIV/0! | #DIV/0! | #DIV/0! | #DIV/0! | #DIV/0! | #DIV/0! | #DIV/0! | #DIV/0! | #DIV/0! | #DIV/0! | #DIV/0! | #DIV/0! | #DIV/0! | #DIV/0! | #DIV/0! | #DIV/0! | #DIV/0! | #DIV/0! | 4 | 2 | 1 | 0 | 0 | 0 | 0 | 0 | #N/A | #N/A | #N/A | #N/A | #N/A | #N/A | #N/A | #N/A | #N/A | #N/A | #N/A | #N/A | #N/A | #N/A | #N/A | #N/A | #DIV/0! | #DIV/0! | #DIV/0! | #DIV/0! | #DIV/0! | #DIV/0! | #DIV/0! | #DIV/0! | #DIV/0! | #DIV/0! | #DIV/0! | #DIV/0! | #DIV/0! | #DIV/0! | #DIV/0! | #DIV/0! | #DIV/0! | #DIV/0! | #DIV/0! | #DIV/0! | #DIV/0! | #DIV/0! | #DIV/0! | #DIV/0! | #DIV/0! | #DIV/0! | #DIV/0! | #DIV/0! | #DIV/0! | #DIV/0! | #DIV/0! | #DIV/0! | #DIV/0! | #DIV/0! | #DIV/0! | #DIV/0!
0 | 0 | #DIV/0! | #DIV/0! | #DIV/0! | #DIV/0! | #DIV/0! | #DIV/0! | #DIV/0! | #DIV/0! | #DIV/0! | #DIV/0! | #DIV/0! | #DIV/0! | #DIV/0! | #DIV/0! | #DIV/0! | #DIV/0! | 0 | 0 | #DIV/0! | #DIV/0! | #DIV/0! | #DIV/0! | #DIV/0! | #DIV/0! | #DIV/0! | #DIV/0! | #DIV/0! | #DIV/0! | #DIV/0! | #DIV/0! | #DIV/0! | #DIV/0! | #DIV/0! | #DIV/0! | #DIV/0! | #DIV/0! | #DIV/0! | #DIV/0! | #DIV/0! | #DIV/0! | #DIV/0! | #DIV/0! | #DIV/0! | #DIV/0! | 4 | 2 | 1 | 0 | 0 | 0 | 0 | 0 | #N/A | #N/A | #N/A | #N/A | #N/A | #N/A | #N/A | #N/A | #N/A | #N/A | #N/A | #N/A | #N/A | #N/A | #N/A | #N/A | #DIV/0! | #DIV/0! | #DIV/0! | #DIV/0! | #DIV/0! | #DIV/0! | #DIV/0! | #DIV/0! | #DIV/0! | #DIV/0! | #DIV/0! | #DIV/0! | #DIV/0! | #DIV/0! | #DIV/0! | #DIV/0! | #DIV/0! | #DIV/0! | #DIV/0! | #DIV/0! | #DIV/0! | #DIV/0! | #DIV/0! | #DIV/0! | #DIV/0! | #DIV/0! | #DIV/0! | #DIV/0! | #DIV/0! | #DIV/0! | #DIV/0! | #DIV/0! | #DIV/0! | #DIV/0! | #DIV/0! | #DIV/0!
0 | 0 | #DIV/0! | #DIV/0! | #DIV/0! | #DIV/0! | #DIV/0! | #DIV/0! | #DIV/0! | #DIV/0! | #DIV/0! | #DIV/0! | #DIV/0! | #DIV/0! | #DIV/0! | #DIV/0! | #DIV/0! | #DIV/0! | 0 | 0 | #DIV/0! | #DIV/0! | #DIV/0! | #DIV/0! | #DIV/0! | #DIV/0! | #DIV/0! | #DIV/0! | #DIV/0! | #DIV/0! | #DIV/0! | #DIV/0! | #DIV/0! | #DIV/0! | #DIV/0! | #DIV/0! | #DIV/0! | #DIV/0! | #DIV/0! | #DIV/0! | #DIV/0! | #DIV/0! | #DIV/0! | #DIV/0! | #DIV/0! | #DIV/0! | 4 | 2 | 1 | 0 | 0 | 0 | 0 | 0 | #N/A | #N/A | #N/A | #N/A | #N/A | #N/A | #N/A | #N/A | #N/A | #N/A | #N/A | #N/A | #N/A | #N/A | #N/A | #N/A | #DIV/0! | #DIV/0! | #DIV/0! | #DIV/0! | #DIV/0! | #DIV/0! | #DIV/0! | #DIV/0! | #DIV/0! | #DIV/0! | #DIV/0! | #DIV/0! | #DIV/0! | #DIV/0! | #DIV/0! | #DIV/0! | #DIV/0! | #DIV/0! | #DIV/0! | #DIV/0! | #DIV/0! | #DIV/0! | #DIV/0! | #DIV/0! | #DIV/0! | #DIV/0! | #DIV/0! | #DIV/0! | #DIV/0! | #DIV/0! | #DIV/0! | #DIV/0! | #DIV/0! | #DIV/0! | #DIV/0! | #DIV/0!
0 | 0 | #DIV/0! | #DIV/0! | #DIV/0! | #DIV/0! | #DIV/0! | #DIV/0! | #DIV/0! | #DIV/0! | #DIV/0! | #DIV/0! | #DIV/0! | #DIV/0! | #DIV/0! | #DIV/0! | #DIV/0! | #DIV/0! | 0 | 0 | #DIV/0! | #DIV/0! | #DIV/0! | #DIV/0! | #DIV/0! | #DIV/0! | #DIV/0! | #DIV/0! | #DIV/0! | #DIV/0! | #DIV/0! | #DIV/0! | #DIV/0! | #DIV/0! | #DIV/0! | #DIV/0! | #DIV/0! | #DIV/0! | #DIV/0! | #DIV/0! | #DIV/0! | #DIV/0! | #DIV/0! | #DIV/0! | #DIV/0! | #DIV/0! | 4 | 2 | 1 | 0 | 0 | 0 | 0 | 0 | #N/A | #N/A | #N/A | #N/A | #N/A | #N/A | #N/A | #N/A | #N/A | #N/A | #N/A | #N/A | #N/A | #N/A | #N/A | #N/A | #DIV/0! | #DIV/0! | #DIV/0! | #DIV/0! | #DIV/0! | #DIV/0! | #DIV/0! | #DIV/0! | #DIV/0! | #DIV/0! | #DIV/0! | #DIV/0! | #DIV/0! | #DIV/0! | #DIV/0! | #DIV/0! | #DIV/0! | #DIV/0! | #DIV/0! | #DIV/0! | #DIV/0! | #DIV/0! | #DIV/0! | #DIV/0! | #DIV/0! | #DIV/0! | #DIV/0! | #DIV/0! | #DIV/0! | #DIV/0! | #DIV/0! | #DIV/0! | #DIV/0! | #DIV/0! | #DIV/0! | #DIV/0!
0 | 0 | #DIV/0! | #DIV/0! | #DIV/0! | #DIV/0! | #DIV/0! | #DIV/0! | #DIV/0! | #DIV/0! | #DIV/0! | #DIV/0! | #DIV/0! | #DIV/0! | #DIV/0! | #DIV/0! | #DIV/0! | #DIV/0! | 0 | 0 | #DIV/0! | #DIV/0! | #DIV/0! | #DIV/0! | #DIV/0! | #DIV/0! | #DIV/0! | #DIV/0! | #DIV/0! | #DIV/0! | #DIV/0! | #DIV/0! | #DIV/0! | #DIV/0! | #DIV/0! | #DIV/0! | #DIV/0! | #DIV/0! | #DIV/0! | #DIV/0! | #DIV/0! | #DIV/0! | #DIV/0! | #DIV/0! | #DIV/0! | #DIV/0! | 4 | 2 | 1 | 0 | 0 | 0 | 0 | 0 | #N/A | #N/A | #N/A | #N/A | #N/A | #N/A | #N/A | #N/A | #N/A | #N/A | #N/A | #N/A | #N/A | #N/A | #N/A | #N/A | #DIV/0! | #DIV/0! | #DIV/0! | #DIV/0! | #DIV/0! | #DIV/0! | #DIV/0! | #DIV/0! | #DIV/0! | #DIV/0! | #DIV/0! | #DIV/0! | #DIV/0! | #DIV/0! | #DIV/0! | #DIV/0! | #DIV/0! | #DIV/0! | #DIV/0! | #DIV/0! | #DIV/0! | #DIV/0! | #DIV/0! | #DIV/0! | #DIV/0! | #DIV/0! | #DIV/0! | #DIV/0! | #DIV/0! | #DIV/0! | #DIV/0! | #DIV/0! | #DIV/0! | #DIV/0! | #DIV/0! | #DIV/0!
0 | 0 | #DIV/0! | #DIV/0! | #DIV/0! | #DIV/0! | #DIV/0! | #DIV/0! | #DIV/0! | #DIV/0! | #DIV/0! | #DIV/0! | #DIV/0! | #DIV/0! | #DIV/0! | #DIV/0! | #DIV/0! | #DIV/0! | 0 | 0 | #DIV/0! | #DIV/0! | #DIV/0! | #DIV/0! | #DIV/0! | #DIV/0! | #DIV/0! | #DIV/0! | #DIV/0! | #DIV/0! | #DIV/0! | #DIV/0! | #DIV/0! | #DIV/0! | #DIV/0! | #DIV/0! | #DIV/0! | #DIV/0! | #DIV/0! | #DIV/0! | #DIV/0! | #DIV/0! | #DIV/0! | #DIV/0! | #DIV/0! | #DIV/0! | 4 | 2 | 1 | 0 | 0 | 0 | 0 | 0 | #N/A | #N/A | #N/A | #N/A | #N/A | #N/A | #N/A | #N/A | #N/A | #N/A | #N/A | #N/A | #N/A | #N/A | #N/A | #N/A | #DIV/0! | #DIV/0! | #DIV/0! | #DIV/0! | #DIV/0! | #DIV/0! | #DIV/0! | #DIV/0! | #DIV/0! | #DIV/0! | #DIV/0! | #DIV/0! | #DIV/0! | #DIV/0! | #DIV/0! | #DIV/0! | #DIV/0! | #DIV/0! | #DIV/0! | #DIV/0! | #DIV/0! | #DIV/0! | #DIV/0! | #DIV/0! | #DIV/0! | #DIV/0! | #DIV/0! | #DIV/0! | #DIV/0! | #DIV/0! | #DIV/0! | #DIV/0! | #DIV/0! | #DIV/0! | #DIV/0! | #DIV/0!
0 | 0 | #DIV/0! | #DIV/0! | #DIV/0! | #DIV/0! | #DIV/0! | #DIV/0! | #DIV/0! | #DIV/0! | #DIV/0! | #DIV/0! | #DIV/0! | #DIV/0! | #DIV/0! | #DIV/0! | #DIV/0! | #DIV/0! | 0 | 0 | #DIV/0! | #DIV/0! | #DIV/0! | #DIV/0! | #DIV/0! | #DIV/0! | #DIV/0! | #DIV/0! | #DIV/0! | #DIV/0! | #DIV/0! | #DIV/0! | #DIV/0! | #DIV/0! | #DIV/0! | #DIV/0! | #DIV/0! | #DIV/0! | #DIV/0! | #DIV/0! | #DIV/0! | #DIV/0! | #DIV/0! | #DIV/0! | #DIV/0! | #DIV/0! | 4 | 2 | 1 | 0 | 0 | 0 | 0 | 0 | #N/A | #N/A | #N/A | #N/A | #N/A | #N/A | #N/A | #N/A | #N/A | #N/A | #N/A | #N/A | #N/A | #N/A | #N/A | #N/A | #DIV/0! | #DIV/0! | #DIV/0! | #DIV/0! | #DIV/0! | #DIV/0! | #DIV/0! | #DIV/0! | #DIV/0! | #DIV/0! | #DIV/0! | #DIV/0! | #DIV/0! | #DIV/0! | #DIV/0! | #DIV/0! | #DIV/0! | #DIV/0! | #DIV/0! | #DIV/0! | #DIV/0! | #DIV/0! | #DIV/0! | #DIV/0! | #DIV/0! | #DIV/0! | #DIV/0! | #DIV/0! | #DIV/0! | #DIV/0! | #DIV/0! | #DIV/0! | #DIV/0! | #DIV/0! | #DIV/0! | #DIV/0!
0 | 0 | #DIV/0! | #DIV/0! | #DIV/0! | #DIV/0! | #DIV/0! | #DIV/0! | #DIV/0! | #DIV/0! | #DIV/0! | #DIV/0! | #DIV/0! | #DIV/0! | #DIV/0! | #DIV/0! | #DIV/0! | #DIV/0! | 0 | 0 | #DIV/0! | #DIV/0! | #DIV/0! | #DIV/0! | #DIV/0! | #DIV/0! | #DIV/0! | #DIV/0! | #DIV/0! | #DIV/0! | #DIV/0! | #DIV/0! | #DIV/0! | #DIV/0! | #DIV/0! | #DIV/0! | #DIV/0! | #DIV/0! | #DIV/0! | #DIV/0! | #DIV/0! | #DIV/0! | #DIV/0! | #DIV/0! | #DIV/0! | #DIV/0! | 4 | 2 | 1 | 0 | 0 | 0 | 0 | 0 | #N/A | #N/A | #N/A | #N/A | #N/A | #N/A | #N/A | #N/A | #N/A | #N/A | #N/A | #N/A | #N/A | #N/A | #N/A | #N/A | #DIV/0! | #DIV/0! | #DIV/0! | #DIV/0! | #DIV/0! | #DIV/0! | #DIV/0! | #DIV/0! | #DIV/0! | #DIV/0! | #DIV/0! | #DIV/0! | #DIV/0! | #DIV/0! | #DIV/0! | #DIV/0! | #DIV/0! | #DIV/0! | #DIV/0! | #DIV/0! | #DIV/0! | #DIV/0! | #DIV/0! | #DIV/0! | #DIV/0! | #DIV/0! | #DIV/0! | #DIV/0! | #DIV/0! | #DIV/0! | #DIV/0! | #DIV/0! | #DIV/0! | #DIV/0! | #DIV/0! | #DIV/0!
0 | 0 | #DIV/0! | #DIV/0! | #DIV/0! | #DIV/0! | #DIV/0! | #DIV/0! | #DIV/0! | #DIV/0! | #DIV/0! | #DIV/0! | #DIV/0! | #DIV/0! | #DIV/0! | #DIV/0! | #DIV/0! | #DIV/0! | 0 | 0 | #DIV/0! | #DIV/0! | #DIV/0! | #DIV/0! | #DIV/0! | #DIV/0! | #DIV/0! | #DIV/0! | #DIV/0! | #DIV/0! | #DIV/0! | #DIV/0! | #DIV/0! | #DIV/0! | #DIV/0! | #DIV/0! | #DIV/0! | #DIV/0! | #DIV/0! | #DIV/0! | #DIV/0! | #DIV/0! | #DIV/0! | #DIV/0! | #DIV/0! | #DIV/0! | 4 | 2 | 1 | 0 | 0 | 0 | 0 | 0 | #N/A | #N/A | #N/A | #N/A | #N/A | #N/A | #N/A | #N/A | #N/A | #N/A | #N/A | #N/A | #N/A | #N/A | #N/A | #N/A | #DIV/0! | #DIV/0! | #DIV/0! | #DIV/0! | #DIV/0! | #DIV/0! | #DIV/0! | #DIV/0! | #DIV/0! | #DIV/0! | #DIV/0! | #DIV/0! | #DIV/0! | #DIV/0! | #DIV/0! | #DIV/0! | #DIV/0! | #DIV/0! | #DIV/0! | #DIV/0! | #DIV/0! | #DIV/0! | #DIV/0! | #DIV/0! | #DIV/0! | #DIV/0! | #DIV/0! | #DIV/0! | #DIV/0! | #DIV/0! | #DIV/0! | #DIV/0! | #DIV/0! | #DIV/0! | #DIV/0! | #DIV/0!
0 | 0 | #DIV/0! | #DIV/0! | #DIV/0! | #DIV/0! | #DIV/0! | #DIV/0! | #DIV/0! | #DIV/0! | #DIV/0! | #DIV/0! | #DIV/0! | #DIV/0! | #DIV/0! | #DIV/0! | #DIV/0! | #DIV/0! | 0 | 0 | #DIV/0! | #DIV/0! | #DIV/0! | #DIV/0! | #DIV/0! | #DIV/0! | #DIV/0! | #DIV/0! | #DIV/0! | #DIV/0! | #DIV/0! | #DIV/0! | #DIV/0! | #DIV/0! | #DIV/0! | #DIV/0! | #DIV/0! | #DIV/0! | #DIV/0! | #DIV/0! | #DIV/0! | #DIV/0! | #DIV/0! | #DIV/0! | #DIV/0! | #DIV/0! | 4 | 2 | 1 | 0 | 0 | 0 | 0 | 0 | #N/A | #N/A | #N/A | #N/A | #N/A | #N/A | #N/A | #N/A | #N/A | #N/A | #N/A | #N/A | #N/A | #N/A | #N/A | #N/A | #DIV/0! | #DIV/0! | #DIV/0! | #DIV/0! | #DIV/0! | #DIV/0! | #DIV/0! | #DIV/0! | #DIV/0! | #DIV/0! | #DIV/0! | #DIV/0! | #DIV/0! | #DIV/0! | #DIV/0! | #DIV/0! | #DIV/0! | #DIV/0! | #DIV/0! | #DIV/0! | #DIV/0! | #DIV/0! | #DIV/0! | #DIV/0! | #DIV/0! | #DIV/0! | #DIV/0! | #DIV/0! | #DIV/0! | #DIV/0! | #DIV/0! | #DIV/0! | #DIV/0! | #DIV/0! | #DIV/0! | #DIV/0!
0 | 0 | #DIV/0! | #DIV/0! | #DIV/0! | #DIV/0! | #DIV/0! | #DIV/0! | #DIV/0! | #DIV/0! | #DIV/0! | #DIV/0! | #DIV/0! | #DIV/0! | #DIV/0! | #DIV/0! | #DIV/0! | #DIV/0! | 0 | 0 | #DIV/0! | #DIV/0! | #DIV/0! | #DIV/0! | #DIV/0! | #DIV/0! | #DIV/0! | #DIV/0! | #DIV/0! | #DIV/0! | #DIV/0! | #DIV/0! | #DIV/0! | #DIV/0! | #DIV/0! | #DIV/0! | #DIV/0! | #DIV/0! | #DIV/0! | #DIV/0! | #DIV/0! | #DIV/0! | #DIV/0! | #DIV/0! | #DIV/0! | #DIV/0! | 4 | 2 | 1 | 0 | 0 | 0 | 0 | 0 | #N/A | #N/A | #N/A | #N/A | #N/A | #N/A | #N/A | #N/A | #N/A | #N/A | #N/A | #N/A | #N/A | #N/A | #N/A | #N/A | #DIV/0! | #DIV/0! | #DIV/0! | #DIV/0! | #DIV/0! | #DIV/0! | #DIV/0! | #DIV/0! | #DIV/0! | #DIV/0! | #DIV/0! | #DIV/0! | #DIV/0! | #DIV/0! | #DIV/0! | #DIV/0! | #DIV/0! | #DIV/0! | #DIV/0! | #DIV/0! | #DIV/0! | #DIV/0! | #DIV/0! | #DIV/0! | #DIV/0! | #DIV/0! | #DIV/0! | #DIV/0! | #DIV/0! | #DIV/0! | #DIV/0! | #DIV/0! | #DIV/0! | #DIV/0! | #DIV/0! | #DIV/0!
0 | 0 | #DIV/0! | #DIV/0! | #DIV/0! | #DIV/0! | #DIV/0! | #DIV/0! | #DIV/0! | #DIV/0! | #DIV/0! | #DIV/0! | #DIV/0! | #DIV/0! | #DIV/0! | #DIV/0! | #DIV/0! | #DIV/0! | 0 | 0 | #DIV/0! | #DIV/0! | #DIV/0! | #DIV/0! | #DIV/0! | #DIV/0! | #DIV/0! | #DIV/0! | #DIV/0! | #DIV/0! | #DIV/0! | #DIV/0! | #DIV/0! | #DIV/0! | #DIV/0! | #DIV/0! | #DIV/0! | #DIV/0! | #DIV/0! | #DIV/0! | #DIV/0! | #DIV/0! | #DIV/0! | #DIV/0! | #DIV/0! | #DIV/0! | 4 | 2 | 1 | 0 | 0 | 0 | 0 | 0 | #N/A | #N/A | #N/A | #N/A | #N/A | #N/A | #N/A | #N/A | #N/A | #N/A | #N/A | #N/A | #N/A | #N/A | #N/A | #N/A | #DIV/0! | #DIV/0! | #DIV/0! | #DIV/0! | #DIV/0! | #DIV/0! | #DIV/0! | #DIV/0! | #DIV/0! | #DIV/0! | #DIV/0! | #DIV/0! | #DIV/0! | #DIV/0! | #DIV/0! | #DIV/0! | #DIV/0! | #DIV/0! | #DIV/0! | #DIV/0! | #DIV/0! | #DIV/0! | #DIV/0! | #DIV/0! | #DIV/0! | #DIV/0! | #DIV/0! | #DIV/0! | #DIV/0! | #DIV/0! | #DIV/0! | #DIV/0! | #DIV/0! | #DIV/0! | #DIV/0! | #DIV/0!
0 | 0 | #DIV/0! | #DIV/0! | #DIV/0! | #DIV/0! | #DIV/0! | #DIV/0! | #DIV/0! | #DIV/0! | #DIV/0! | #DIV/0! | #DIV/0! | #DIV/0! | #DIV/0! | #DIV/0! | #DIV/0! | #DIV/0! | 0 | 0 | #DIV/0! | #DIV/0! | #DIV/0! | #DIV/0! | #DIV/0! | #DIV/0! | #DIV/0! | #DIV/0! | #DIV/0! | #DIV/0! | #DIV/0! | #DIV/0! | #DIV/0! | #DIV/0! | #DIV/0! | #DIV/0! | #DIV/0! | #DIV/0! | #DIV/0! | #DIV/0! | #DIV/0! | #DIV/0! | #DIV/0! | #DIV/0! | #DIV/0! | #DIV/0! | 4 | 2 | 1 | 0 | 0 | 0 | 0 | 0 | #N/A | #N/A | #N/A | #N/A | #N/A | #N/A | #N/A | #N/A | #N/A | #N/A | #N/A | #N/A | #N/A | #N/A | #N/A | #N/A | #DIV/0! | #DIV/0! | #DIV/0! | #DIV/0! | #DIV/0! | #DIV/0! | #DIV/0! | #DIV/0! | #DIV/0! | #DIV/0! | #DIV/0! | #DIV/0! | #DIV/0! | #DIV/0! | #DIV/0! | #DIV/0! | #DIV/0! | #DIV/0! | #DIV/0! | #DIV/0! | #DIV/0! | #DIV/0! | #DIV/0! | #DIV/0! | #DIV/0! | #DIV/0! | #DIV/0! | #DIV/0! | #DIV/0! | #DIV/0! | #DIV/0! | #DIV/0! | #DIV/0! | #DIV/0! | #DIV/0! | #DIV/0!
0 | 0 | #DIV/0! | #DIV/0! | #DIV/0! | #DIV/0! | #DIV/0! | #DIV/0! | #DIV/0! | #DIV/0! | #DIV/0! | #DIV/0! | #DIV/0! | #DIV/0! | #DIV/0! | #DIV/0! | #DIV/0! | #DIV/0! | 0 | 0 | #DIV/0! | #DIV/0! | #DIV/0! | #DIV/0! | #DIV/0! | #DIV/0! | #DIV/0! | #DIV/0! | #DIV/0! | #DIV/0! | #DIV/0! | #DIV/0! | #DIV/0! | #DIV/0! | #DIV/0! | #DIV/0! | #DIV/0! | #DIV/0! | #DIV/0! | #DIV/0! | #DIV/0! | #DIV/0! | #DIV/0! | #DIV/0! | #DIV/0! | #DIV/0! | 4 | 2 | 1 | 0 | 0 | 0 | 0 | 0 | #N/A | #N/A | #N/A | #N/A | #N/A | #N/A | #N/A | #N/A | #N/A | #N/A | #N/A | #N/A | #N/A | #N/A | #N/A | #N/A | #DIV/0! | #DIV/0! | #DIV/0! | #DIV/0! | #DIV/0! | #DIV/0! | #DIV/0! | #DIV/0! | #DIV/0! | #DIV/0! | #DIV/0! | #DIV/0! | #DIV/0! | #DIV/0! | #DIV/0! | #DIV/0! | #DIV/0! | #DIV/0! | #DIV/0! | #DIV/0! | #DIV/0! | #DIV/0! | #DIV/0! | #DIV/0! | #DIV/0! | #DIV/0! | #DIV/0! | #DIV/0! | #DIV/0! | #DIV/0! | #DIV/0! | #DIV/0! | #DIV/0! | #DIV/0! | #DIV/0! | #DIV/0!
0 | 0 | #DIV/0! | #DIV/0! | #DIV/0! | #DIV/0! | #DIV/0! | #DIV/0! | #DIV/0! | #DIV/0! | #DIV/0! | #DIV/0! | #DIV/0! | #DIV/0! | #DIV/0! | #DIV/0! | #DIV/0! | #DIV/0! | 0 | 0 | #DIV/0! | #DIV/0! | #DIV/0! | #DIV/0! | #DIV/0! | #DIV/0! | #DIV/0! | #DIV/0! | #DIV/0! | #DIV/0! | #DIV/0! | #DIV/0! | #DIV/0! | #DIV/0! | #DIV/0! | #DIV/0! | #DIV/0! | #DIV/0! | #DIV/0! | #DIV/0! | #DIV/0! | #DIV/0! | #DIV/0! | #DIV/0! | #DIV/0! | #DIV/0! | 4 | 2 | 1 | 0 | 0 | 0 | 0 | 0 | #N/A | #N/A | #N/A | #N/A | #N/A | #N/A | #N/A | #N/A | #N/A | #N/A | #N/A | #N/A | #N/A | #N/A | #N/A | #N/A | #DIV/0! | #DIV/0! | #DIV/0! | #DIV/0! | #DIV/0! | #DIV/0! | #DIV/0! | #DIV/0! | #DIV/0! | #DIV/0! | #DIV/0! | #DIV/0! | #DIV/0! | #DIV/0! | #DIV/0! | #DIV/0! | #DIV/0! | #DIV/0! | #DIV/0! | #DIV/0! | #DIV/0! | #DIV/0! | #DIV/0! | #DIV/0! | #DIV/0! | #DIV/0! | #DIV/0! | #DIV/0! | #DIV/0! | #DIV/0! | #DIV/0! | #DIV/0! | #DIV/0! | #DIV/0! | #DIV/0! | #DIV/0!
0 | 0 | #DIV/0! | #DIV/0! | #DIV/0! | #DIV/0! | #DIV/0! | #DIV/0! | #DIV/0! | #DIV/0! | #DIV/0! | #DIV/0! | #DIV/0! | #DIV/0! | #DIV/0! | #DIV/0! | #DIV/0! | #DIV/0! | 0 | 0 | #DIV/0! | #DIV/0! | #DIV/0! | #DIV/0! | #DIV/0! | #DIV/0! | #DIV/0! | #DIV/0! | #DIV/0! | #DIV/0! | #DIV/0! | #DIV/0! | #DIV/0! | #DIV/0! | #DIV/0! | #DIV/0! | #DIV/0! | #DIV/0! | #DIV/0! | #DIV/0! | #DIV/0! | #DIV/0! | #DIV/0! | #DIV/0! | #DIV/0! | #DIV/0! | 4 | 2 | 1 | 0 | 0 | 0 | 0 | 0 | #N/A | #N/A | #N/A | #N/A | #N/A | #N/A | #N/A | #N/A | #N/A | #N/A | #N/A | #N/A | #N/A | #N/A | #N/A | #N/A | #DIV/0! | #DIV/0! | #DIV/0! | #DIV/0! | #DIV/0! | #DIV/0! | #DIV/0! | #DIV/0! | #DIV/0! | #DIV/0! | #DIV/0! | #DIV/0! | #DIV/0! | #DIV/0! | #DIV/0! | #DIV/0! | #DIV/0! | #DIV/0! | #DIV/0! | #DIV/0! | #DIV/0! | #DIV/0! | #DIV/0! | #DIV/0! | #DIV/0! | #DIV/0! | #DIV/0! | #DIV/0! | #DIV/0! | #DIV/0! | #DIV/0! | #DIV/0! | #DIV/0! | #DIV/0! | #DIV/0! | #DIV/0!
0 | 0 | #DIV/0! | #DIV/0! | #DIV/0! | #DIV/0! | #DIV/0! | #DIV/0! | #DIV/0! | #DIV/0! | #DIV/0! | #DIV/0! | #DIV/0! | #DIV/0! | #DIV/0! | #DIV/0! | #DIV/0! | #DIV/0! | 0 | 0 | #DIV/0! | #DIV/0! | #DIV/0! | #DIV/0! | #DIV/0! | #DIV/0! | #DIV/0! | #DIV/0! | #DIV/0! | #DIV/0! | #DIV/0! | #DIV/0! | #DIV/0! | #DIV/0! | #DIV/0! | #DIV/0! | #DIV/0! | #DIV/0! | #DIV/0! | #DIV/0! | #DIV/0! | #DIV/0! | #DIV/0! | #DIV/0! | #DIV/0! | #DIV/0! | 4 | 2 | 1 | 0 | 0 | 0 | 0 | 0 | #N/A | #N/A | #N/A | #N/A | #N/A | #N/A | #N/A | #N/A | #N/A | #N/A | #N/A | #N/A | #N/A | #N/A | #N/A | #N/A | #DIV/0! | #DIV/0! | #DIV/0! | #DIV/0! | #DIV/0! | #DIV/0! | #DIV/0! | #DIV/0! | #DIV/0! | #DIV/0! | #DIV/0! | #DIV/0! | #DIV/0! | #DIV/0! | #DIV/0! | #DIV/0! | #DIV/0! | #DIV/0! | #DIV/0! | #DIV/0! | #DIV/0! | #DIV/0! | #DIV/0! | #DIV/0! | #DIV/0! | #DIV/0! | #DIV/0! | #DIV/0! | #DIV/0! | #DIV/0! | #DIV/0! | #DIV/0! | #DIV/0! | #DIV/0! | #DIV/0! | #DIV/0!
0 | 0 | #DIV/0! | #DIV/0! | #DIV/0! | #DIV/0! | #DIV/0! | #DIV/0! | #DIV/0! | #DIV/0! | #DIV/0! | #DIV/0! | #DIV/0! | #DIV/0! | #DIV/0! | #DIV/0! | #DIV/0! | #DIV/0! | 0 | 0 | #DIV/0! | #DIV/0! | #DIV/0! | #DIV/0! | #DIV/0! | #DIV/0! | #DIV/0! | #DIV/0! | #DIV/0! | #DIV/0! | #DIV/0! | #DIV/0! | #DIV/0! | #DIV/0! | #DIV/0! | #DIV/0! | #DIV/0! | #DIV/0! | #DIV/0! | #DIV/0! | #DIV/0! | #DIV/0! | #DIV/0! | #DIV/0! | #DIV/0! | #DIV/0! | 4 | 2 | 1 | 0 | 0 | 0 | 0 | 0 | #N/A | #N/A | #N/A | #N/A | #N/A | #N/A | #N/A | #N/A | #N/A | #N/A | #N/A | #N/A | #N/A | #N/A | #N/A | #N/A | #DIV/0! | #DIV/0! | #DIV/0! | #DIV/0! | #DIV/0! | #DIV/0! | #DIV/0! | #DIV/0! | #DIV/0! | #DIV/0! | #DIV/0! | #DIV/0! | #DIV/0! | #DIV/0! | #DIV/0! | #DIV/0! | #DIV/0! | #DIV/0! | #DIV/0! | #DIV/0! | #DIV/0! | #DIV/0! | #DIV/0! | #DIV/0! | #DIV/0! | #DIV/0! | #DIV/0! | #DIV/0! | #DIV/0! | #DIV/0! | #DIV/0! | #DIV/0! | #DIV/0! | #DIV/0! | #DIV/0! | #DIV/0!
0 | 0 | #DIV/0! | #DIV/0! | #DIV/0! | #DIV/0! | #DIV/0! | #DIV/0! | #DIV/0! | #DIV/0! | #DIV/0! | #DIV/0! | #DIV/0! | #DIV/0! | #DIV/0! | #DIV/0! | #DIV/0! | #DIV/0! | 0 | 0 | #DIV/0! | #DIV/0! | #DIV/0! | #DIV/0! | #DIV/0! | #DIV/0! | #DIV/0! | #DIV/0! | #DIV/0! | #DIV/0! | #DIV/0! | #DIV/0! | #DIV/0! | #DIV/0! | #DIV/0! | #DIV/0! | #DIV/0! | #DIV/0! | #DIV/0! | #DIV/0! | #DIV/0! | #DIV/0! | #DIV/0! | #DIV/0! | #DIV/0! | #DIV/0! | 4 | 2 | 1 | 0 | 0 | 0 | 0 | 0 | #N/A | #N/A | #N/A | #N/A | #N/A | #N/A | #N/A | #N/A | #N/A | #N/A | #N/A | #N/A | #N/A | #N/A | #N/A | #N/A | #DIV/0! | #DIV/0! | #DIV/0! | #DIV/0! | #DIV/0! | #DIV/0! | #DIV/0! | #DIV/0! | #DIV/0! | #DIV/0! | #DIV/0! | #DIV/0! | #DIV/0! | #DIV/0! | #DIV/0! | #DIV/0! | #DIV/0! | #DIV/0! | #DIV/0! | #DIV/0! | #DIV/0! | #DIV/0! | #DIV/0! | #DIV/0! | #DIV/0! | #DIV/0! | #DIV/0! | #DIV/0! | #DIV/0! | #DIV/0! | #DIV/0! | #DIV/0! | #DIV/0! | #DIV/0! | #DIV/0! | #DIV/0!
0 | 0 | #DIV/0! | #DIV/0! | #DIV/0! | #DIV/0! | #DIV/0! | #DIV/0! | #DIV/0! | #DIV/0! | #DIV/0! | #DIV/0! | #DIV/0! | #DIV/0! | #DIV/0! | #DIV/0! | #DIV/0! | #DIV/0! | 0 | 0 | #DIV/0! | #DIV/0! | #DIV/0! | #DIV/0! | #DIV/0! | #DIV/0! | #DIV/0! | #DIV/0! | #DIV/0! | #DIV/0! | #DIV/0! | #DIV/0! | #DIV/0! | #DIV/0! | #DIV/0! | #DIV/0! | #DIV/0! | #DIV/0! | #DIV/0! | #DIV/0! | #DIV/0! | #DIV/0! | #DIV/0! | #DIV/0! | #DIV/0! | #DIV/0! | 4 | 2 | 1 | 0 | 0 | 0 | 0 | 0 | #N/A | #N/A | #N/A | #N/A | #N/A | #N/A | #N/A | #N/A | #N/A | #N/A | #N/A | #N/A | #N/A | #N/A | #N/A | #N/A | #DIV/0! | #DIV/0! | #DIV/0! | #DIV/0! | #DIV/0! | #DIV/0! | #DIV/0! | #DIV/0! | #DIV/0! | #DIV/0! | #DIV/0! | #DIV/0! | #DIV/0! | #DIV/0! | #DIV/0! | #DIV/0! | #DIV/0! | #DIV/0! | #DIV/0! | #DIV/0! | #DIV/0! | #DIV/0! | #DIV/0! | #DIV/0! | #DIV/0! | #DIV/0! | #DIV/0! | #DIV/0! | #DIV/0! | #DIV/0! | #DIV/0! | #DIV/0! | #DIV/0! | #DIV/0! | #DIV/0! | #DIV/0!
0 | 0 | #DIV/0! | #DIV/0! | #DIV/0! | #DIV/0! | #DIV/0! | #DIV/0! | #DIV/0! | #DIV/0! | #DIV/0! | #DIV/0! | #DIV/0! | #DIV/0! | #DIV/0! | #DIV/0! | #DIV/0! | #DIV/0! | 0 | 0 | #DIV/0! | #DIV/0! | #DIV/0! | #DIV/0! | #DIV/0! | #DIV/0! | #DIV/0! | #DIV/0! | #DIV/0! | #DIV/0! | #DIV/0! | #DIV/0! | #DIV/0! | #DIV/0! | #DIV/0! | #DIV/0! | #DIV/0! | #DIV/0! | #DIV/0! | #DIV/0! | #DIV/0! | #DIV/0! | #DIV/0! | #DIV/0! | #DIV/0! | #DIV/0! | 4 | 2 | 1 | 0 | 0 | 0 | 0 | 0 | #N/A | #N/A | #N/A | #N/A | #N/A | #N/A | #N/A | #N/A | #N/A | #N/A | #N/A | #N/A | #N/A | #N/A | #N/A | #N/A | #DIV/0! | #DIV/0! | #DIV/0! | #DIV/0! | #DIV/0! | #DIV/0! | #DIV/0! | #DIV/0! | #DIV/0! | #DIV/0! | #DIV/0! | #DIV/0! | #DIV/0! | #DIV/0! | #DIV/0! | #DIV/0! | #DIV/0! | #DIV/0! | #DIV/0! | #DIV/0! | #DIV/0! | #DIV/0! | #DIV/0! | #DIV/0! | #DIV/0! | #DIV/0! | #DIV/0! | #DIV/0! | #DIV/0! | #DIV/0! | #DIV/0! | #DIV/0! | #DIV/0! | #DIV/0! | #DIV/0! | #DIV/0!
0 | 0 | #DIV/0! | #DIV/0! | #DIV/0! | #DIV/0! | #DIV/0! | #DIV/0! | #DIV/0! | #DIV/0! | #DIV/0! | #DIV/0! | #DIV/0! | #DIV/0! | #DIV/0! | #DIV/0! | #DIV/0! | #DIV/0! | 0 | 0 | #DIV/0! | #DIV/0! | #DIV/0! | #DIV/0! | #DIV/0! | #DIV/0! | #DIV/0! | #DIV/0! | #DIV/0! | #DIV/0! | #DIV/0! | #DIV/0! | #DIV/0! | #DIV/0! | #DIV/0! | #DIV/0! | #DIV/0! | #DIV/0! | #DIV/0! | #DIV/0! | #DIV/0! | #DIV/0! | #DIV/0! | #DIV/0! | #DIV/0! | #DIV/0! | 4 | 2 | 1 | 0 | 0 | 0 | 0 | 0 | #N/A | #N/A | #N/A | #N/A | #N/A | #N/A | #N/A | #N/A | #N/A | #N/A | #N/A | #N/A | #N/A | #N/A | #N/A | #N/A | #DIV/0! | #DIV/0! | #DIV/0! | #DIV/0! | #DIV/0! | #DIV/0! | #DIV/0! | #DIV/0! | #DIV/0! | #DIV/0! | #DIV/0! | #DIV/0! | #DIV/0! | #DIV/0! | #DIV/0! | #DIV/0! | #DIV/0! | #DIV/0! | #DIV/0! | #DIV/0! | #DIV/0! | #DIV/0! | #DIV/0! | #DIV/0! | #DIV/0! | #DIV/0! | #DIV/0! | #DIV/0! | #DIV/0! | #DIV/0! | #DIV/0! | #DIV/0! | #DIV/0! | #DIV/0! | #DIV/0! | #DIV/0!
0 | 0 | #DIV/0! | #DIV/0! | #DIV/0! | #DIV/0! | #DIV/0! | #DIV/0! | #DIV/0! | #DIV/0! | #DIV/0! | #DIV/0! | #DIV/0! | #DIV/0! | #DIV/0! | #DIV/0! | #DIV/0! | #DIV/0! | 0 | 0 | #DIV/0! | #DIV/0! | #DIV/0! | #DIV/0! | #DIV/0! | #DIV/0! | #DIV/0! | #DIV/0! | #DIV/0! | #DIV/0! | #DIV/0! | #DIV/0! | #DIV/0! | #DIV/0! | #DIV/0! | #DIV/0! | #DIV/0! | #DIV/0! | #DIV/0! | #DIV/0! | #DIV/0! | #DIV/0! | #DIV/0! | #DIV/0! | #DIV/0! | #DIV/0! | 4 | 2 | 1 | 0 | 0 | 0 | 0 | 0 | #N/A | #N/A | #N/A | #N/A | #N/A | #N/A | #N/A | #N/A | #N/A | #N/A | #N/A | #N/A | #N/A | #N/A | #N/A | #N/A | #DIV/0! | #DIV/0! | #DIV/0! | #DIV/0! | #DIV/0! | #DIV/0! | #DIV/0! | #DIV/0! | #DIV/0! | #DIV/0! | #DIV/0! | #DIV/0! | #DIV/0! | #DIV/0! | #DIV/0! | #DIV/0! | #DIV/0! | #DIV/0! | #DIV/0! | #DIV/0! | #DIV/0! | #DIV/0! | #DIV/0! | #DIV/0! | #DIV/0! | #DIV/0! | #DIV/0! | #DIV/0! | #DIV/0! | #DIV/0! | #DIV/0! | #DIV/0! | #DIV/0! | #DIV/0! | #DIV/0! | #DIV/0!
0 | 0 | #DIV/0! | #DIV/0! | #DIV/0! | #DIV/0! | #DIV/0! | #DIV/0! | #DIV/0! | #DIV/0! | #DIV/0! | #DIV/0! | #DIV/0! | #DIV/0! | #DIV/0! | #DIV/0! | #DIV/0! | #DIV/0! | 0 | 0 | #DIV/0! | #DIV/0! | #DIV/0! | #DIV/0! | #DIV/0! | #DIV/0! | #DIV/0! | #DIV/0! | #DIV/0! | #DIV/0! | #DIV/0! | #DIV/0! | #DIV/0! | #DIV/0! | #DIV/0! | #DIV/0! | #DIV/0! | #DIV/0! | #DIV/0! | #DIV/0! | #DIV/0! | #DIV/0! | #DIV/0! | #DIV/0! | #DIV/0! | #DIV/0! | 4 | 2 | 1 | 0 | 0 | 0 | 0 | 0 | #N/A | #N/A | #N/A | #N/A | #N/A | #N/A | #N/A | #N/A | #N/A | #N/A | #N/A | #N/A | #N/A | #N/A | #N/A | #N/A | #DIV/0! | #DIV/0! | #DIV/0! | #DIV/0! | #DIV/0! | #DIV/0! | #DIV/0! | #DIV/0! | #DIV/0! | #DIV/0! | #DIV/0! | #DIV/0! | #DIV/0! | #DIV/0! | #DIV/0! | #DIV/0! | #DIV/0! | #DIV/0! | #DIV/0! | #DIV/0! | #DIV/0! | #DIV/0! | #DIV/0! | #DIV/0! | #DIV/0! | #DIV/0! | #DIV/0! | #DIV/0! | #DIV/0! | #DIV/0! | #DIV/0! | #DIV/0! | #DIV/0! | #DIV/0! | #DIV/0! | #DIV/0!
0 | 0 | #DIV/0! | #DIV/0! | #DIV/0! | #DIV/0! | #DIV/0! | #DIV/0! | #DIV/0! | #DIV/0! | #DIV/0! | #DIV/0! | #DIV/0! | #DIV/0! | #DIV/0! | #DIV/0! | #DIV/0! | #DIV/0! | 0 | 0 | #DIV/0! | #DIV/0! | #DIV/0! | #DIV/0! | #DIV/0! | #DIV/0! | #DIV/0! | #DIV/0! | #DIV/0! | #DIV/0! | #DIV/0! | #DIV/0! | #DIV/0! | #DIV/0! | #DIV/0! | #DIV/0! | #DIV/0! | #DIV/0! | #DIV/0! | #DIV/0! | #DIV/0! | #DIV/0! | #DIV/0! | #DIV/0! | #DIV/0! | #DIV/0! | 4 | 2 | 1 | 0 | 0 | 0 | 0 | 0 | #N/A | #N/A | #N/A | #N/A | #N/A | #N/A | #N/A | #N/A | #N/A | #N/A | #N/A | #N/A | #N/A | #N/A | #N/A | #N/A | #DIV/0! | #DIV/0! | #DIV/0! | #DIV/0! | #DIV/0! | #DIV/0! | #DIV/0! | #DIV/0! | #DIV/0! | #DIV/0! | #DIV/0! | #DIV/0! | #DIV/0! | #DIV/0! | #DIV/0! | #DIV/0! | #DIV/0! | #DIV/0! | #DIV/0! | #DIV/0! | #DIV/0! | #DIV/0! | #DIV/0! | #DIV/0! | #DIV/0! | #DIV/0! | #DIV/0! | #DIV/0! | #DIV/0! | #DIV/0! | #DIV/0! | #DIV/0! | #DIV/0! | #DIV/0! | #DIV/0! | #DIV/0!
0 | 0 | #DIV/0! | #DIV/0! | #DIV/0! | #DIV/0! | #DIV/0! | #DIV/0! | #DIV/0! | #DIV/0! | #DIV/0! | #DIV/0! | #DIV/0! | #DIV/0! | #DIV/0! | #DIV/0! | #DIV/0! | #DIV/0! | 0 | 0 | #DIV/0! | #DIV/0! | #DIV/0! | #DIV/0! | #DIV/0! | #DIV/0! | #DIV/0! | #DIV/0! | #DIV/0! | #DIV/0! | #DIV/0! | #DIV/0! | #DIV/0! | #DIV/0! | #DIV/0! | #DIV/0! | #DIV/0! | #DIV/0! | #DIV/0! | #DIV/0! | #DIV/0! | #DIV/0! | #DIV/0! | #DIV/0! | #DIV/0! | #DIV/0! | 4 | 2 | 1 | 0 | 0 | 0 | 0 | 0 | #N/A | #N/A | #N/A | #N/A | #N/A | #N/A | #N/A | #N/A | #N/A | #N/A | #N/A | #N/A | #N/A | #N/A | #N/A | #N/A | #DIV/0! | #DIV/0! | #DIV/0! | #DIV/0! | #DIV/0! | #DIV/0! | #DIV/0! | #DIV/0! | #DIV/0! | #DIV/0! | #DIV/0! | #DIV/0! | #DIV/0! | #DIV/0! | #DIV/0! | #DIV/0! | #DIV/0! | #DIV/0! | #DIV/0! | #DIV/0! | #DIV/0! | #DIV/0! | #DIV/0! | #DIV/0! | #DIV/0! | #DIV/0! | #DIV/0! | #DIV/0! | #DIV/0! | #DIV/0! | #DIV/0! | #DIV/0! | #DIV/0! | #DIV/0! | #DIV/0! | #DIV/0!
0 | 0 | #DIV/0! | #DIV/0! | #DIV/0! | #DIV/0! | #DIV/0! | #DIV/0! | #DIV/0! | #DIV/0! | #DIV/0! | #DIV/0! | #DIV/0! | #DIV/0! | #DIV/0! | #DIV/0! | #DIV/0! | #DIV/0! | 0 | 0 | #DIV/0! | #DIV/0! | #DIV/0! | #DIV/0! | #DIV/0! | #DIV/0! | #DIV/0! | #DIV/0! | #DIV/0! | #DIV/0! | #DIV/0! | #DIV/0! | #DIV/0! | #DIV/0! | #DIV/0! | #DIV/0! | #DIV/0! | #DIV/0! | #DIV/0! | #DIV/0! | #DIV/0! | #DIV/0! | #DIV/0! | #DIV/0! | #DIV/0! | #DIV/0! | 4 | 2 | 1 | 0 | 0 | 0 | 0 | 0 | #N/A | #N/A | #N/A | #N/A | #N/A | #N/A | #N/A | #N/A | #N/A | #N/A | #N/A | #N/A | #N/A | #N/A | #N/A | #N/A | #DIV/0! | #DIV/0! | #DIV/0! | #DIV/0! | #DIV/0! | #DIV/0! | #DIV/0! | #DIV/0! | #DIV/0! | #DIV/0! | #DIV/0! | #DIV/0! | #DIV/0! | #DIV/0! | #DIV/0! | #DIV/0! | #DIV/0! | #DIV/0! | #DIV/0! | #DIV/0! | #DIV/0! | #DIV/0! | #DIV/0! | #DIV/0! | #DIV/0! | #DIV/0! | #DIV/0! | #DIV/0! | #DIV/0! | #DIV/0! | #DIV/0! | #DIV/0! | #DIV/0! | #DIV/0! | #DIV/0! | #DIV/0!
0 | 0 | #DIV/0! | #DIV/0! | #DIV/0! | #DIV/0! | #DIV/0! | #DIV/0! | #DIV/0! | #DIV/0! | #DIV/0! | #DIV/0! | #DIV/0! | #DIV/0! | #DIV/0! | #DIV/0! | #DIV/0! | #DIV/0! | 0 | 0 | #DIV/0! | #DIV/0! | #DIV/0! | #DIV/0! | #DIV/0! | #DIV/0! | #DIV/0! | #DIV/0! | #DIV/0! | #DIV/0! | #DIV/0! | #DIV/0! | #DIV/0! | #DIV/0! | #DIV/0! | #DIV/0! | #DIV/0! | #DIV/0! | #DIV/0! | #DIV/0! | #DIV/0! | #DIV/0! | #DIV/0! | #DIV/0! | #DIV/0! | #DIV/0! | 4 | 2 | 1 | 0 | 0 | 0 | 0 | 0 | #N/A | #N/A | #N/A | #N/A | #N/A | #N/A | #N/A | #N/A | #N/A | #N/A | #N/A | #N/A | #N/A | #N/A | #N/A | #N/A | #DIV/0! | #DIV/0! | #DIV/0! | #DIV/0! | #DIV/0! | #DIV/0! | #DIV/0! | #DIV/0! | #DIV/0! | #DIV/0! | #DIV/0! | #DIV/0! | #DIV/0! | #DIV/0! | #DIV/0! | #DIV/0! | #DIV/0! | #DIV/0! | #DIV/0! | #DIV/0! | #DIV/0! | #DIV/0! | #DIV/0! | #DIV/0! | #DIV/0! | #DIV/0! | #DIV/0! | #DIV/0! | #DIV/0! | #DIV/0! | #DIV/0! | #DIV/0! | #DIV/0! | #DIV/0! | #DIV/0! | #DIV/0!
0 | 0 | #DIV/0! | #DIV/0! | #DIV/0! | #DIV/0! | #DIV/0! | #DIV/0! | #DIV/0! | #DIV/0! | #DIV/0! | #DIV/0! | #DIV/0! | #DIV/0! | #DIV/0! | #DIV/0! | #DIV/0! | #DIV/0! | 0 | 0 | #DIV/0! | #DIV/0! | #DIV/0! | #DIV/0! | #DIV/0! | #DIV/0! | #DIV/0! | #DIV/0! | #DIV/0! | #DIV/0! | #DIV/0! | #DIV/0! | #DIV/0! | #DIV/0! | #DIV/0! | #DIV/0! | #DIV/0! | #DIV/0! | #DIV/0! | #DIV/0! | #DIV/0! | #DIV/0! | #DIV/0! | #DIV/0! | #DIV/0! | #DIV/0! | 4 | 2 | 1 | 0 | 0 | 0 | 0 | 0 | #N/A | #N/A | #N/A | #N/A | #N/A | #N/A | #N/A | #N/A | #N/A | #N/A | #N/A | #N/A | #N/A | #N/A | #N/A | #N/A | #DIV/0! | #DIV/0! | #DIV/0! | #DIV/0! | #DIV/0! | #DIV/0! | #DIV/0! | #DIV/0! | #DIV/0! | #DIV/0! | #DIV/0! | #DIV/0! | #DIV/0! | #DIV/0! | #DIV/0! | #DIV/0! | #DIV/0! | #DIV/0! | #DIV/0! | #DIV/0! | #DIV/0! | #DIV/0! | #DIV/0! | #DIV/0! | #DIV/0! | #DIV/0! | #DIV/0! | #DIV/0! | #DIV/0! | #DIV/0! | #DIV/0! | #DIV/0! | #DIV/0! | #DIV/0! | #DIV/0! | #DIV/0!
0 | 0 | #DIV/0! | #DIV/0! | #DIV/0! | #DIV/0! | #DIV/0! | #DIV/0! | #DIV/0! | #DIV/0! | #DIV/0! | #DIV/0! | #DIV/0! | #DIV/0! | #DIV/0! | #DIV/0! | #DIV/0! | #DIV/0! | 0 | 0 | #DIV/0! | #DIV/0! | #DIV/0! | #DIV/0! | #DIV/0! | #DIV/0! | #DIV/0! | #DIV/0! | #DIV/0! | #DIV/0! | #DIV/0! | #DIV/0! | #DIV/0! | #DIV/0! | #DIV/0! | #DIV/0! | #DIV/0! | #DIV/0! | #DIV/0! | #DIV/0! | #DIV/0! | #DIV/0! | #DIV/0! | #DIV/0! | #DIV/0! | #DIV/0! | 4 | 2 | 1 | 0 | 0 | 0 | 0 | 0 | #N/A | #N/A | #N/A | #N/A | #N/A | #N/A | #N/A | #N/A | #N/A | #N/A | #N/A | #N/A | #N/A | #N/A | #N/A | #N/A | #DIV/0! | #DIV/0! | #DIV/0! | #DIV/0! | #DIV/0! | #DIV/0! | #DIV/0! | #DIV/0! | #DIV/0! | #DIV/0! | #DIV/0! | #DIV/0! | #DIV/0! | #DIV/0! | #DIV/0! | #DIV/0! | #DIV/0! | #DIV/0! | #DIV/0! | #DIV/0! | #DIV/0! | #DIV/0! | #DIV/0! | #DIV/0! | #DIV/0! | #DIV/0! | #DIV/0! | #DIV/0! | #DIV/0! | #DIV/0! | #DIV/0! | #DIV/0! | #DIV/0! | #DIV/0! | #DIV/0! | #DIV/0!
0 | 0 | #DIV/0! | #DIV/0! | #DIV/0! | #DIV/0! | #DIV/0! | #DIV/0! | #DIV/0! | #DIV/0! | #DIV/0! | #DIV/0! | #DIV/0! | #DIV/0! | #DIV/0! | #DIV/0! | #DIV/0! | #DIV/0! | 0 | 0 | #DIV/0! | #DIV/0! | #DIV/0! | #DIV/0! | #DIV/0! | #DIV/0! | #DIV/0! | #DIV/0! | #DIV/0! | #DIV/0! | #DIV/0! | #DIV/0! | #DIV/0! | #DIV/0! | #DIV/0! | #DIV/0! | #DIV/0! | #DIV/0! | #DIV/0! | #DIV/0! | #DIV/0! | #DIV/0! | #DIV/0! | #DIV/0! | #DIV/0! | #DIV/0! | 4 | 2 | 1 | 0 | 0 | 0 | 0 | 0 | #N/A | #N/A | #N/A | #N/A | #N/A | #N/A | #N/A | #N/A | #N/A | #N/A | #N/A | #N/A | #N/A | #N/A | #N/A | #N/A | #DIV/0! | #DIV/0! | #DIV/0! | #DIV/0! | #DIV/0! | #DIV/0! | #DIV/0! | #DIV/0! | #DIV/0! | #DIV/0! | #DIV/0! | #DIV/0! | #DIV/0! | #DIV/0! | #DIV/0! | #DIV/0! | #DIV/0! | #DIV/0! | #DIV/0! | #DIV/0! | #DIV/0! | #DIV/0! | #DIV/0! | #DIV/0! | #DIV/0! | #DIV/0! | #DIV/0! | #DIV/0! | #DIV/0! | #DIV/0! | #DIV/0! | #DIV/0! | #DIV/0! | #DIV/0! | #DIV/0! | #DIV/0!
0 | 0 | #DIV/0! | #DIV/0! | #DIV/0! | #DIV/0! | #DIV/0! | #DIV/0! | #DIV/0! | #DIV/0! | #DIV/0! | #DIV/0! | #DIV/0! | #DIV/0! | #DIV/0! | #DIV/0! | #DIV/0! | #DIV/0! | 0 | 0 | #DIV/0! | #DIV/0! | #DIV/0! | #DIV/0! | #DIV/0! | #DIV/0! | #DIV/0! | #DIV/0! | #DIV/0! | #DIV/0! | #DIV/0! | #DIV/0! | #DIV/0! | #DIV/0! | #DIV/0! | #DIV/0! | #DIV/0! | #DIV/0! | #DIV/0! | #DIV/0! | #DIV/0! | #DIV/0! | #DIV/0! | #DIV/0! | #DIV/0! | #DIV/0! | 4 | 2 | 1 | 0 | 0 | 0 | 0 | 0 | #N/A | #N/A | #N/A | #N/A | #N/A | #N/A | #N/A | #N/A | #N/A | #N/A | #N/A | #N/A | #N/A | #N/A | #N/A | #N/A | #DIV/0! | #DIV/0! | #DIV/0! | #DIV/0! | #DIV/0! | #DIV/0! | #DIV/0! | #DIV/0! | #DIV/0! | #DIV/0! | #DIV/0! | #DIV/0! | #DIV/0! | #DIV/0! | #DIV/0! | #DIV/0! | #DIV/0! | #DIV/0! | #DIV/0! | #DIV/0! | #DIV/0! | #DIV/0! | #DIV/0! | #DIV/0! | #DIV/0! | #DIV/0! | #DIV/0! | #DIV/0! | #DIV/0! | #DIV/0! | #DIV/0! | #DIV/0! | #DIV/0! | #DIV/0! | #DIV/0! | #DIV/0!
0 | 0 | #DIV/0! | #DIV/0! | #DIV/0! | #DIV/0! | #DIV/0! | #DIV/0! | #DIV/0! | #DIV/0! | #DIV/0! | #DIV/0! | #DIV/0! | #DIV/0! | #DIV/0! | #DIV/0! | #DIV/0! | #DIV/0! | 0 | 0 | #DIV/0! | #DIV/0! | #DIV/0! | #DIV/0! | #DIV/0! | #DIV/0! | #DIV/0! | #DIV/0! | #DIV/0! | #DIV/0! | #DIV/0! | #DIV/0! | #DIV/0! | #DIV/0! | #DIV/0! | #DIV/0! | #DIV/0! | #DIV/0! | #DIV/0! | #DIV/0! | #DIV/0! | #DIV/0! | #DIV/0! | #DIV/0! | #DIV/0! | #DIV/0! | 4 | 2 | 1 | 0 | 0 | 0 | 0 | 0 | #N/A | #N/A | #N/A | #N/A | #N/A | #N/A | #N/A | #N/A | #N/A | #N/A | #N/A | #N/A | #N/A | #N/A | #N/A | #N/A | #DIV/0! | #DIV/0! | #DIV/0! | #DIV/0! | #DIV/0! | #DIV/0! | #DIV/0! | #DIV/0! | #DIV/0! | #DIV/0! | #DIV/0! | #DIV/0! | #DIV/0! | #DIV/0! | #DIV/0! | #DIV/0! | #DIV/0! | #DIV/0! | #DIV/0! | #DIV/0! | #DIV/0! | #DIV/0! | #DIV/0! | #DIV/0! | #DIV/0! | #DIV/0! | #DIV/0! | #DIV/0! | #DIV/0! | #DIV/0! | #DIV/0! | #DIV/0! | #DIV/0! | #DIV/0! | #DIV/0! | #DIV/0!
0 | 0 | #DIV/0! | #DIV/0! | #DIV/0! | #DIV/0! | #DIV/0! | #DIV/0! | #DIV/0! | #DIV/0! | #DIV/0! | #DIV/0! | #DIV/0! | #DIV/0! | #DIV/0! | #DIV/0! | #DIV/0! | #DIV/0! | 0 | 0 | #DIV/0! | #DIV/0! | #DIV/0! | #DIV/0! | #DIV/0! | #DIV/0! | #DIV/0! | #DIV/0! | #DIV/0! | #DIV/0! | #DIV/0! | #DIV/0! | #DIV/0! | #DIV/0! | #DIV/0! | #DIV/0! | #DIV/0! | #DIV/0! | #DIV/0! | #DIV/0! | #DIV/0! | #DIV/0! | #DIV/0! | #DIV/0! | #DIV/0! | #DIV/0! | 4 | 2 | 1 | 0 | 0 | 0 | 0 | 0 | #N/A | #N/A | #N/A | #N/A | #N/A | #N/A | #N/A | #N/A | #N/A | #N/A | #N/A | #N/A | #N/A | #N/A | #N/A | #N/A | #DIV/0! | #DIV/0! | #DIV/0! | #DIV/0! | #DIV/0! | #DIV/0! | #DIV/0! | #DIV/0! | #DIV/0! | #DIV/0! | #DIV/0! | #DIV/0! | #DIV/0! | #DIV/0! | #DIV/0! | #DIV/0! | #DIV/0! | #DIV/0! | #DIV/0! | #DIV/0! | #DIV/0! | #DIV/0! | #DIV/0! | #DIV/0! | #DIV/0! | #DIV/0! | #DIV/0! | #DIV/0! | #DIV/0! | #DIV/0! | #DIV/0! | #DIV/0! | #DIV/0! | #DIV/0! | #DIV/0! | #DIV/0!
0 | 0 | #DIV/0! | #DIV/0! | #DIV/0! | #DIV/0! | #DIV/0! | #DIV/0! | #DIV/0! | #DIV/0! | #DIV/0! | #DIV/0! | #DIV/0! | #DIV/0! | #DIV/0! | #DIV/0! | #DIV/0! | #DIV/0! | 0 | 0 | #DIV/0! | #DIV/0! | #DIV/0! | #DIV/0! | #DIV/0! | #DIV/0! | #DIV/0! | #DIV/0! | #DIV/0! | #DIV/0! | #DIV/0! | #DIV/0! | #DIV/0! | #DIV/0! | #DIV/0! | #DIV/0! | #DIV/0! | #DIV/0! | #DIV/0! | #DIV/0! | #DIV/0! | #DIV/0! | #DIV/0! | #DIV/0! | #DIV/0! | #DIV/0! | 4 | 2 | 1 | 0 | 0 | 0 | 0 | 0 | #N/A | #N/A | #N/A | #N/A | #N/A | #N/A | #N/A | #N/A | #N/A | #N/A | #N/A | #N/A | #N/A | #N/A | #N/A | #N/A | #DIV/0! | #DIV/0! | #DIV/0! | #DIV/0! | #DIV/0! | #DIV/0! | #DIV/0! | #DIV/0! | #DIV/0! | #DIV/0! | #DIV/0! | #DIV/0! | #DIV/0! | #DIV/0! | #DIV/0! | #DIV/0! | #DIV/0! | #DIV/0! | #DIV/0! | #DIV/0! | #DIV/0! | #DIV/0! | #DIV/0! | #DIV/0! | #DIV/0! | #DIV/0! | #DIV/0! | #DIV/0! | #DIV/0! | #DIV/0! | #DIV/0! | #DIV/0! | #DIV/0! | #DIV/0! | #DIV/0! | #DIV/0!
0 | 0 | #DIV/0! | #DIV/0! | #DIV/0! | #DIV/0! | #DIV/0! | #DIV/0! | #DIV/0! | #DIV/0! | #DIV/0! | #DIV/0! | #DIV/0! | #DIV/0! | #DIV/0! | #DIV/0! | #DIV/0! | #DIV/0! | 0 | 0 | #DIV/0! | #DIV/0! | #DIV/0! | #DIV/0! | #DIV/0! | #DIV/0! | #DIV/0! | #DIV/0! | #DIV/0! | #DIV/0! | #DIV/0! | #DIV/0! | #DIV/0! | #DIV/0! | #DIV/0! | #DIV/0! | #DIV/0! | #DIV/0! | #DIV/0! | #DIV/0! | #DIV/0! | #DIV/0! | #DIV/0! | #DIV/0! | #DIV/0! | #DIV/0! | 4 | 2 | 1 | 0 | 0 | 0 | 0 | 0 | #N/A | #N/A | #N/A | #N/A | #N/A | #N/A | #N/A | #N/A | #N/A | #N/A | #N/A | #N/A | #N/A | #N/A | #N/A | #N/A | #DIV/0! | #DIV/0! | #DIV/0! | #DIV/0! | #DIV/0! | #DIV/0! | #DIV/0! | #DIV/0! | #DIV/0! | #DIV/0! | #DIV/0! | #DIV/0! | #DIV/0! | #DIV/0! | #DIV/0! | #DIV/0! | #DIV/0! | #DIV/0! | #DIV/0! | #DIV/0! | #DIV/0! | #DIV/0! | #DIV/0! | #DIV/0! | #DIV/0! | #DIV/0! | #DIV/0! | #DIV/0! | #DIV/0! | #DIV/0! | #DIV/0! | #DIV/0! | #DIV/0! | #DIV/0! | #DIV/0! | #DIV/0!
0 | 0 | #DIV/0! | #DIV/0! | #DIV/0! | #DIV/0! | #DIV/0! | #DIV/0! | #DIV/0! | #DIV/0! | #DIV/0! | #DIV/0! | #DIV/0! | #DIV/0! | #DIV/0! | #DIV/0! | #DIV/0! | #DIV/0! | 0 | 0 | #DIV/0! | #DIV/0! | #DIV/0! | #DIV/0! | #DIV/0! | #DIV/0! | #DIV/0! | #DIV/0! | #DIV/0! | #DIV/0! | #DIV/0! | #DIV/0! | #DIV/0! | #DIV/0! | #DIV/0! | #DIV/0! | #DIV/0! | #DIV/0! | #DIV/0! | #DIV/0! | #DIV/0! | #DIV/0! | #DIV/0! | #DIV/0! | #DIV/0! | #DIV/0! | 4 | 2 | 1 | 0 | 0 | 0 | 0 | 0 | #N/A | #N/A | #N/A | #N/A | #N/A | #N/A | #N/A | #N/A | #N/A | #N/A | #N/A | #N/A | #N/A | #N/A | #N/A | #N/A | #DIV/0! | #DIV/0! | #DIV/0! | #DIV/0! | #DIV/0! | #DIV/0! | #DIV/0! | #DIV/0! | #DIV/0! | #DIV/0! | #DIV/0! | #DIV/0! | #DIV/0! | #DIV/0! | #DIV/0! | #DIV/0! | #DIV/0! | #DIV/0! | #DIV/0! | #DIV/0! | #DIV/0! | #DIV/0! | #DIV/0! | #DIV/0! | #DIV/0! | #DIV/0! | #DIV/0! | #DIV/0! | #DIV/0! | #DIV/0! | #DIV/0! | #DIV/0! | #DIV/0! | #DIV/0! | #DIV/0! | #DIV/0!
0 | 0 | #DIV/0! | #DIV/0! | #DIV/0! | #DIV/0! | #DIV/0! | #DIV/0! | #DIV/0! | #DIV/0! | #DIV/0! | #DIV/0! | #DIV/0! | #DIV/0! | #DIV/0! | #DIV/0! | #DIV/0! | #DIV/0! | 0 | 0 | #DIV/0! | #DIV/0! | #DIV/0! | #DIV/0! | #DIV/0! | #DIV/0! | #DIV/0! | #DIV/0! | #DIV/0! | #DIV/0! | #DIV/0! | #DIV/0! | #DIV/0! | #DIV/0! | #DIV/0! | #DIV/0! | #DIV/0! | #DIV/0! | #DIV/0! | #DIV/0! | #DIV/0! | #DIV/0! | #DIV/0! | #DIV/0! | #DIV/0! | #DIV/0! | 4 | 2 | 1 | 0 | 0 | 0 | 0 | 0 | #N/A | #N/A | #N/A | #N/A | #N/A | #N/A | #N/A | #N/A | #N/A | #N/A | #N/A | #N/A | #N/A | #N/A | #N/A | #N/A | #DIV/0! | #DIV/0! | #DIV/0! | #DIV/0! | #DIV/0! | #DIV/0! | #DIV/0! | #DIV/0! | #DIV/0! | #DIV/0! | #DIV/0! | #DIV/0! | #DIV/0! | #DIV/0! | #DIV/0! | #DIV/0! | #DIV/0! | #DIV/0! | #DIV/0! | #DIV/0! | #DIV/0! | #DIV/0! | #DIV/0! | #DIV/0! | #DIV/0! | #DIV/0! | #DIV/0! | #DIV/0! | #DIV/0! | #DIV/0! | #DIV/0! | #DIV/0! | #DIV/0! | #DIV/0! | #DIV/0! | #DIV/0!
0 | 0 | #DIV/0! | #DIV/0! | #DIV/0! | #DIV/0! | #DIV/0! | #DIV/0! | #DIV/0! | #DIV/0! | #DIV/0! | #DIV/0! | #DIV/0! | #DIV/0! | #DIV/0! | #DIV/0! | #DIV/0! | #DIV/0! | 0 | 0 | #DIV/0! | #DIV/0! | #DIV/0! | #DIV/0! | #DIV/0! | #DIV/0! | #DIV/0! | #DIV/0! | #DIV/0! | #DIV/0! | #DIV/0! | #DIV/0! | #DIV/0! | #DIV/0! | #DIV/0! | #DIV/0! | #DIV/0! | #DIV/0! | #DIV/0! | #DIV/0! | #DIV/0! | #DIV/0! | #DIV/0! | #DIV/0! | #DIV/0! | #DIV/0! | 4 | 2 | 1 | 0 | 0 | 0 | 0 | 0 | #N/A | #N/A | #N/A | #N/A | #N/A | #N/A | #N/A | #N/A | #N/A | #N/A | #N/A | #N/A | #N/A | #N/A | #N/A | #N/A | #DIV/0! | #DIV/0! | #DIV/0! | #DIV/0! | #DIV/0! | #DIV/0! | #DIV/0! | #DIV/0! | #DIV/0! | #DIV/0! | #DIV/0! | #DIV/0! | #DIV/0! | #DIV/0! | #DIV/0! | #DIV/0! | #DIV/0! | #DIV/0! | #DIV/0! | #DIV/0! | #DIV/0! | #DIV/0! | #DIV/0! | #DIV/0! | #DIV/0! | #DIV/0! | #DIV/0! | #DIV/0! | #DIV/0! | #DIV/0! | #DIV/0! | #DIV/0! | #DIV/0! | #DIV/0! | #DIV/0! | #DIV/0!
0 | 0 | #DIV/0! | #DIV/0! | #DIV/0! | #DIV/0! | #DIV/0! | #DIV/0! | #DIV/0! | #DIV/0! | #DIV/0! | #DIV/0! | #DIV/0! | #DIV/0! | #DIV/0! | #DIV/0! | #DIV/0! | #DIV/0! | 0 | 0 | #DIV/0! | #DIV/0! | #DIV/0! | #DIV/0! | #DIV/0! | #DIV/0! | #DIV/0! | #DIV/0! | #DIV/0! | #DIV/0! | #DIV/0! | #DIV/0! | #DIV/0! | #DIV/0! | #DIV/0! | #DIV/0! | #DIV/0! | #DIV/0! | #DIV/0! | #DIV/0! | #DIV/0! | #DIV/0! | #DIV/0! | #DIV/0! | #DIV/0! | #DIV/0! | 4 | 2 | 1 | 0 | 0 | 0 | 0 | 0 | #N/A | #N/A | #N/A | #N/A | #N/A | #N/A | #N/A | #N/A | #N/A | #N/A | #N/A | #N/A | #N/A | #N/A | #N/A | #N/A | #DIV/0! | #DIV/0! | #DIV/0! | #DIV/0! | #DIV/0! | #DIV/0! | #DIV/0! | #DIV/0! | #DIV/0! | #DIV/0! | #DIV/0! | #DIV/0! | #DIV/0! | #DIV/0! | #DIV/0! | #DIV/0! | #DIV/0! | #DIV/0! | #DIV/0! | #DIV/0! | #DIV/0! | #DIV/0! | #DIV/0! | #DIV/0! | #DIV/0! | #DIV/0! | #DIV/0! | #DIV/0! | #DIV/0! | #DIV/0! | #DIV/0! | #DIV/0! | #DIV/0! | #DIV/0! | #DIV/0! | #DIV/0!
0 | 0 | #DIV/0! | #DIV/0! | #DIV/0! | #DIV/0! | #DIV/0! | #DIV/0! | #DIV/0! | #DIV/0! | #DIV/0! | #DIV/0! | #DIV/0! | #DIV/0! | #DIV/0! | #DIV/0! | #DIV/0! | #DIV/0! | 0 | 0 | #DIV/0! | #DIV/0! | #DIV/0! | #DIV/0! | #DIV/0! | #DIV/0! | #DIV/0! | #DIV/0! | #DIV/0! | #DIV/0! | #DIV/0! | #DIV/0! | #DIV/0! | #DIV/0! | #DIV/0! | #DIV/0! | #DIV/0! | #DIV/0! | #DIV/0! | #DIV/0! | #DIV/0! | #DIV/0! | #DIV/0! | #DIV/0! | #DIV/0! | #DIV/0! | 4 | 2 | 1 | 0 | 0 | 0 | 0 | 0 | #N/A | #N/A | #N/A | #N/A | #N/A | #N/A | #N/A | #N/A | #N/A | #N/A | #N/A | #N/A | #N/A | #N/A | #N/A | #N/A | #DIV/0! | #DIV/0! | #DIV/0! | #DIV/0! | #DIV/0! | #DIV/0! | #DIV/0! | #DIV/0! | #DIV/0! | #DIV/0! | #DIV/0! | #DIV/0! | #DIV/0! | #DIV/0! | #DIV/0! | #DIV/0! | #DIV/0! | #DIV/0! | #DIV/0! | #DIV/0! | #DIV/0! | #DIV/0! | #DIV/0! | #DIV/0! | #DIV/0! | #DIV/0! | #DIV/0! | #DIV/0! | #DIV/0! | #DIV/0! | #DIV/0! | #DIV/0! | #DIV/0! | #DIV/0! | #DIV/0! | #DIV/0!
0 | 0 | #DIV/0! | #DIV/0! | #DIV/0! | #DIV/0! | #DIV/0! | #DIV/0! | #DIV/0! | #DIV/0! | #DIV/0! | #DIV/0! | #DIV/0! | #DIV/0! | #DIV/0! | #DIV/0! | #DIV/0! | #DIV/0! | 0 | 0 | #DIV/0! | #DIV/0! | #DIV/0! | #DIV/0! | #DIV/0! | #DIV/0! | #DIV/0! | #DIV/0! | #DIV/0! | #DIV/0! | #DIV/0! | #DIV/0! | #DIV/0! | #DIV/0! | #DIV/0! | #DIV/0! | #DIV/0! | #DIV/0! | #DIV/0! | #DIV/0! | #DIV/0! | #DIV/0! | #DIV/0! | #DIV/0! | #DIV/0! | #DIV/0! | 4 | 2 | 1 | 0 | 0 | 0 | 0 | 0 | #N/A | #N/A | #N/A | #N/A | #N/A | #N/A | #N/A | #N/A | #N/A | #N/A | #N/A | #N/A | #N/A | #N/A | #N/A | #N/A | #DIV/0! | #DIV/0! | #DIV/0! | #DIV/0! | #DIV/0! | #DIV/0! | #DIV/0! | #DIV/0! | #DIV/0! | #DIV/0! | #DIV/0! | #DIV/0! | #DIV/0! | #DIV/0! | #DIV/0! | #DIV/0! | #DIV/0! | #DIV/0! | #DIV/0! | #DIV/0! | #DIV/0! | #DIV/0! | #DIV/0! | #DIV/0! | #DIV/0! | #DIV/0! | #DIV/0! | #DIV/0! | #DIV/0! | #DIV/0! | #DIV/0! | #DIV/0! | #DIV/0! | #DIV/0! | #DIV/0! | #DIV/0!
0 | 0 | #DIV/0! | #DIV/0! | #DIV/0! | #DIV/0! | #DIV/0! | #DIV/0! | #DIV/0! | #DIV/0! | #DIV/0! | #DIV/0! | #DIV/0! | #DIV/0! | #DIV/0! | #DIV/0! | #DIV/0! | #DIV/0! | 0 | 0 | #DIV/0! | #DIV/0! | #DIV/0! | #DIV/0! | #DIV/0! | #DIV/0! | #DIV/0! | #DIV/0! | #DIV/0! | #DIV/0! | #DIV/0! | #DIV/0! | #DIV/0! | #DIV/0! | #DIV/0! | #DIV/0! | #DIV/0! | #DIV/0! | #DIV/0! | #DIV/0! | #DIV/0! | #DIV/0! | #DIV/0! | #DIV/0! | #DIV/0! | #DIV/0! | 4 | 2 | 1 | 0 | 0 | 0 | 0 | 0 | #N/A | #N/A | #N/A | #N/A | #N/A | #N/A | #N/A | #N/A | #N/A | #N/A | #N/A | #N/A | #N/A | #N/A | #N/A | #N/A | #DIV/0! | #DIV/0! | #DIV/0! | #DIV/0! | #DIV/0! | #DIV/0! | #DIV/0! | #DIV/0! | #DIV/0! | #DIV/0! | #DIV/0! | #DIV/0! | #DIV/0! | #DIV/0! | #DIV/0! | #DIV/0! | #DIV/0! | #DIV/0! | #DIV/0! | #DIV/0! | #DIV/0! | #DIV/0! | #DIV/0! | #DIV/0! | #DIV/0! | #DIV/0! | #DIV/0! | #DIV/0! | #DIV/0! | #DIV/0! | #DIV/0! | #DIV/0! | #DIV/0! | #DIV/0! | #DIV/0! | #DIV/0!
0 | 0 | #DIV/0! | #DIV/0! | #DIV/0! | #DIV/0! | #DIV/0! | #DIV/0! | #DIV/0! | #DIV/0! | #DIV/0! | #DIV/0! | #DIV/0! | #DIV/0! | #DIV/0! | #DIV/0! | #DIV/0! | #DIV/0! | 0 | 0 | #DIV/0! | #DIV/0! | #DIV/0! | #DIV/0! | #DIV/0! | #DIV/0! | #DIV/0! | #DIV/0! | #DIV/0! | #DIV/0! | #DIV/0! | #DIV/0! | #DIV/0! | #DIV/0! | #DIV/0! | #DIV/0! | #DIV/0! | #DIV/0! | #DIV/0! | #DIV/0! | #DIV/0! | #DIV/0! | #DIV/0! | #DIV/0! | #DIV/0! | #DIV/0! | 4 | 2 | 1 | 0 | 0 | 0 | 0 | 0 | #N/A | #N/A | #N/A | #N/A | #N/A | #N/A | #N/A | #N/A | #N/A | #N/A | #N/A | #N/A | #N/A | #N/A | #N/A | #N/A | #DIV/0! | #DIV/0! | #DIV/0! | #DIV/0! | #DIV/0! | #DIV/0! | #DIV/0! | #DIV/0! | #DIV/0! | #DIV/0! | #DIV/0! | #DIV/0! | #DIV/0! | #DIV/0! | #DIV/0! | #DIV/0! | #DIV/0! | #DIV/0! | #DIV/0! | #DIV/0! | #DIV/0! | #DIV/0! | #DIV/0! | #DIV/0! | #DIV/0! | #DIV/0! | #DIV/0! | #DIV/0! | #DIV/0! | #DIV/0! | #DIV/0! | #DIV/0! | #DIV/0! | #DIV/0! | #DIV/0! | #DIV/0!
0 | 0 | #DIV/0! | #DIV/0! | #DIV/0! | #DIV/0! | #DIV/0! | #DIV/0! | #DIV/0! | #DIV/0! | #DIV/0! | #DIV/0! | #DIV/0! | #DIV/0! | #DIV/0! | #DIV/0! | #DIV/0! | #DIV/0! | 0 | 0 | #DIV/0! | #DIV/0! | #DIV/0! | #DIV/0! | #DIV/0! | #DIV/0! | #DIV/0! | #DIV/0! | #DIV/0! | #DIV/0! | #DIV/0! | #DIV/0! | #DIV/0! | #DIV/0! | #DIV/0! | #DIV/0! | #DIV/0! | #DIV/0! | #DIV/0! | #DIV/0! | #DIV/0! | #DIV/0! | #DIV/0! | #DIV/0! | #DIV/0! | #DIV/0! | 4 | 2 | 1 | 0 | 0 | 0 | 0 | 0 | #N/A | #N/A | #N/A | #N/A | #N/A | #N/A | #N/A | #N/A | #N/A | #N/A | #N/A | #N/A | #N/A | #N/A | #N/A | #N/A | #DIV/0! | #DIV/0! | #DIV/0! | #DIV/0! | #DIV/0! | #DIV/0! | #DIV/0! | #DIV/0! | #DIV/0! | #DIV/0! | #DIV/0! | #DIV/0! | #DIV/0! | #DIV/0! | #DIV/0! | #DIV/0! | #DIV/0! | #DIV/0! | #DIV/0! | #DIV/0! | #DIV/0! | #DIV/0! | #DIV/0! | #DIV/0! | #DIV/0! | #DIV/0! | #DIV/0! | #DIV/0! | #DIV/0! | #DIV/0! | #DIV/0! | #DIV/0! | #DIV/0! | #DIV/0! | #DIV/0! | #DIV/0!
0 | 0 | #DIV/0! | #DIV/0! | #DIV/0! | #DIV/0! | #DIV/0! | #DIV/0! | #DIV/0! | #DIV/0! | #DIV/0! | #DIV/0! | #DIV/0! | #DIV/0! | #DIV/0! | #DIV/0! | #DIV/0! | #DIV/0! | 0 | 0 | #DIV/0! | #DIV/0! | #DIV/0! | #DIV/0! | #DIV/0! | #DIV/0! | #DIV/0! | #DIV/0! | #DIV/0! | #DIV/0! | #DIV/0! | #DIV/0! | #DIV/0! | #DIV/0! | #DIV/0! | #DIV/0! | #DIV/0! | #DIV/0! | #DIV/0! | #DIV/0! | #DIV/0! | #DIV/0! | #DIV/0! | #DIV/0! | #DIV/0! | #DIV/0! | 4 | 2 | 1 | 0 | 0 | 0 | 0 | 0 | #N/A | #N/A | #N/A | #N/A | #N/A | #N/A | #N/A | #N/A | #N/A | #N/A | #N/A | #N/A | #N/A | #N/A | #N/A | #N/A | #DIV/0! | #DIV/0! | #DIV/0! | #DIV/0! | #DIV/0! | #DIV/0! | #DIV/0! | #DIV/0! | #DIV/0! | #DIV/0! | #DIV/0! | #DIV/0! | #DIV/0! | #DIV/0! | #DIV/0! | #DIV/0! | #DIV/0! | #DIV/0! | #DIV/0! | #DIV/0! | #DIV/0! | #DIV/0! | #DIV/0! | #DIV/0! | #DIV/0! | #DIV/0! | #DIV/0! | #DIV/0! | #DIV/0! | #DIV/0! | #DIV/0! | #DIV/0! | #DIV/0! | #DIV/0! | #DIV/0! | #DIV/0!
0 | 0 | #DIV/0! | #DIV/0! | #DIV/0! | #DIV/0! | #DIV/0! | #DIV/0! | #DIV/0! | #DIV/0! | #DIV/0! | #DIV/0! | #DIV/0! | #DIV/0! | #DIV/0! | #DIV/0! | #DIV/0! | #DIV/0! | 0 | 0 | #DIV/0! | #DIV/0! | #DIV/0! | #DIV/0! | #DIV/0! | #DIV/0! | #DIV/0! | #DIV/0! | #DIV/0! | #DIV/0! | #DIV/0! | #DIV/0! | #DIV/0! | #DIV/0! | #DIV/0! | #DIV/0! | #DIV/0! | #DIV/0! | #DIV/0! | #DIV/0! | #DIV/0! | #DIV/0! | #DIV/0! | #DIV/0! | #DIV/0! | #DIV/0! | 4 | 2 | 1 | 0 | 0 | 0 | 0 | 0 | #N/A | #N/A | #N/A | #N/A | #N/A | #N/A | #N/A | #N/A | #N/A | #N/A | #N/A | #N/A | #N/A | #N/A | #N/A | #N/A | #DIV/0! | #DIV/0! | #DIV/0! | #DIV/0! | #DIV/0! | #DIV/0! | #DIV/0! | #DIV/0! | #DIV/0! | #DIV/0! | #DIV/0! | #DIV/0! | #DIV/0! | #DIV/0! | #DIV/0! | #DIV/0! | #DIV/0! | #DIV/0! | #DIV/0! | #DIV/0! | #DIV/0! | #DIV/0! | #DIV/0! | #DIV/0! | #DIV/0! | #DIV/0! | #DIV/0! | #DIV/0! | #DIV/0! | #DIV/0! | #DIV/0! | #DIV/0! | #DIV/0! | #DIV/0! | #DIV/0! | #DIV/0!
0 | 0 | #DIV/0! | #DIV/0! | #DIV/0! | #DIV/0! | #DIV/0! | #DIV/0! | #DIV/0! | #DIV/0! | #DIV/0! | #DIV/0! | #DIV/0! | #DIV/0! | #DIV/0! | #DIV/0! | #DIV/0! | #DIV/0! | 0 | 0 | #DIV/0! | #DIV/0! | #DIV/0! | #DIV/0! | #DIV/0! | #DIV/0! | #DIV/0! | #DIV/0! | #DIV/0! | #DIV/0! | #DIV/0! | #DIV/0! | #DIV/0! | #DIV/0! | #DIV/0! | #DIV/0! | #DIV/0! | #DIV/0! | #DIV/0! | #DIV/0! | #DIV/0! | #DIV/0! | #DIV/0! | #DIV/0! | #DIV/0! | #DIV/0! | 4 | 2 | 1 | 0 | 0 | 0 | 0 | 0 | #N/A | #N/A | #N/A | #N/A | #N/A | #N/A | #N/A | #N/A | #N/A | #N/A | #N/A | #N/A | #N/A | #N/A | #N/A | #N/A | #DIV/0! | #DIV/0! | #DIV/0! | #DIV/0! | #DIV/0! | #DIV/0! | #DIV/0! | #DIV/0! | #DIV/0! | #DIV/0! | #DIV/0! | #DIV/0! | #DIV/0! | #DIV/0! | #DIV/0! | #DIV/0! | #DIV/0! | #DIV/0! | #DIV/0! | #DIV/0! | #DIV/0! | #DIV/0! | #DIV/0! | #DIV/0! | #DIV/0! | #DIV/0! | #DIV/0! | #DIV/0! | #DIV/0! | #DIV/0! | #DIV/0! | #DIV/0! | #DIV/0! | #DIV/0! | #DIV/0! | #DIV/0!
0 | 0 | #DIV/0! | #DIV/0! | #DIV/0! | #DIV/0! | #DIV/0! | #DIV/0! | #DIV/0! | #DIV/0! | #DIV/0! | #DIV/0! | #DIV/0! | #DIV/0! | #DIV/0! | #DIV/0! | #DIV/0! | #DIV/0! | 0 | 0 | #DIV/0! | #DIV/0! | #DIV/0! | #DIV/0! | #DIV/0! | #DIV/0! | #DIV/0! | #DIV/0! | #DIV/0! | #DIV/0! | #DIV/0! | #DIV/0! | #DIV/0! | #DIV/0! | #DIV/0! | #DIV/0! | #DIV/0! | #DIV/0! | #DIV/0! | #DIV/0! | #DIV/0! | #DIV/0! | #DIV/0! | #DIV/0! | #DIV/0! | #DIV/0! | 4 | 2 | 1 | 0 | 0 | 0 | 0 | 0 | #N/A | #N/A | #N/A | #N/A | #N/A | #N/A | #N/A | #N/A | #N/A | #N/A | #N/A | #N/A | #N/A | #N/A | #N/A | #N/A | #DIV/0! | #DIV/0! | #DIV/0! | #DIV/0! | #DIV/0! | #DIV/0! | #DIV/0! | #DIV/0! | #DIV/0! | #DIV/0! | #DIV/0! | #DIV/0! | #DIV/0! | #DIV/0! | #DIV/0! | #DIV/0! | #DIV/0! | #DIV/0! | #DIV/0! | #DIV/0! | #DIV/0! | #DIV/0! | #DIV/0! | #DIV/0! | #DIV/0! | #DIV/0! | #DIV/0! | #DIV/0! | #DIV/0! | #DIV/0! | #DIV/0! | #DIV/0! | #DIV/0! | #DIV/0! | #DIV/0! | #DIV/0!
0 | 0 | #DIV/0! | #DIV/0! | #DIV/0! | #DIV/0! | #DIV/0! | #DIV/0! | #DIV/0! | #DIV/0! | #DIV/0! | #DIV/0! | #DIV/0! | #DIV/0! | #DIV/0! | #DIV/0! | #DIV/0! | #DIV/0! | 0 | 0 | #DIV/0! | #DIV/0! | #DIV/0! | #DIV/0! | #DIV/0! | #DIV/0! | #DIV/0! | #DIV/0! | #DIV/0! | #DIV/0! | #DIV/0! | #DIV/0! | #DIV/0! | #DIV/0! | #DIV/0! | #DIV/0! | #DIV/0! | #DIV/0! | #DIV/0! | #DIV/0! | #DIV/0! | #DIV/0! | #DIV/0! | #DIV/0! | #DIV/0! | #DIV/0! | 4 | 2 | 1 | 0 | 0 | 0 | 0 | 0 | #N/A | #N/A | #N/A | #N/A | #N/A | #N/A | #N/A | #N/A | #N/A | #N/A | #N/A | #N/A | #N/A | #N/A | #N/A | #N/A | #DIV/0! | #DIV/0! | #DIV/0! | #DIV/0! | #DIV/0! | #DIV/0! | #DIV/0! | #DIV/0! | #DIV/0! | #DIV/0! | #DIV/0! | #DIV/0! | #DIV/0! | #DIV/0! | #DIV/0! | #DIV/0! | #DIV/0! | #DIV/0! | #DIV/0! | #DIV/0! | #DIV/0! | #DIV/0! | #DIV/0! | #DIV/0! | #DIV/0! | #DIV/0! | #DIV/0! | #DIV/0! | #DIV/0! | #DIV/0! | #DIV/0! | #DIV/0! | #DIV/0! | #DIV/0! | #DIV/0! | #DIV/0!
0 | 0 | #DIV/0! | #DIV/0! | #DIV/0! | #DIV/0! | #DIV/0! | #DIV/0! | #DIV/0! | #DIV/0! | #DIV/0! | #DIV/0! | #DIV/0! | #DIV/0! | #DIV/0! | #DIV/0! | #DIV/0! | #DIV/0! | 0 | 0 | #DIV/0! | #DIV/0! | #DIV/0! | #DIV/0! | #DIV/0! | #DIV/0! | #DIV/0! | #DIV/0! | #DIV/0! | #DIV/0! | #DIV/0! | #DIV/0! | #DIV/0! | #DIV/0! | #DIV/0! | #DIV/0! | #DIV/0! | #DIV/0! | #DIV/0! | #DIV/0! | #DIV/0! | #DIV/0! | #DIV/0! | #DIV/0! | #DIV/0! | #DIV/0! | 4 | 2 | 1 | 0 | 0 | 0 | 0 | 0 | #N/A | #N/A | #N/A | #N/A | #N/A | #N/A | #N/A | #N/A | #N/A | #N/A | #N/A | #N/A | #N/A | #N/A | #N/A | #N/A | #DIV/0! | #DIV/0! | #DIV/0! | #DIV/0! | #DIV/0! | #DIV/0! | #DIV/0! | #DIV/0! | #DIV/0! | #DIV/0! | #DIV/0! | #DIV/0! | #DIV/0! | #DIV/0! | #DIV/0! | #DIV/0! | #DIV/0! | #DIV/0! | #DIV/0! | #DIV/0! | #DIV/0! | #DIV/0! | #DIV/0! | #DIV/0! | #DIV/0! | #DIV/0! | #DIV/0! | #DIV/0! | #DIV/0! | #DIV/0! | #DIV/0! | #DIV/0! | #DIV/0! | #DIV/0! | #DIV/0! | #DIV/0!
0 | 0 | #DIV/0! | #DIV/0! | #DIV/0! | #DIV/0! | #DIV/0! | #DIV/0! | #DIV/0! | #DIV/0! | #DIV/0! | #DIV/0! | #DIV/0! | #DIV/0! | #DIV/0! | #DIV/0! | #DIV/0! | #DIV/0! | 0 | 0 | #DIV/0! | #DIV/0! | #DIV/0! | #DIV/0! | #DIV/0! | #DIV/0! | #DIV/0! | #DIV/0! | #DIV/0! | #DIV/0! | #DIV/0! | #DIV/0! | #DIV/0! | #DIV/0! | #DIV/0! | #DIV/0! | #DIV/0! | #DIV/0! | #DIV/0! | #DIV/0! | #DIV/0! | #DIV/0! | #DIV/0! | #DIV/0! | #DIV/0! | #DIV/0! | 4 | 2 | 1 | 0 | 0 | 0 | 0 | 0 | #N/A | #N/A | #N/A | #N/A | #N/A | #N/A | #N/A | #N/A | #N/A | #N/A | #N/A | #N/A | #N/A | #N/A | #N/A | #N/A | #DIV/0! | #DIV/0! | #DIV/0! | #DIV/0! | #DIV/0! | #DIV/0! | #DIV/0! | #DIV/0! | #DIV/0! | #DIV/0! | #DIV/0! | #DIV/0! | #DIV/0! | #DIV/0! | #DIV/0! | #DIV/0! | #DIV/0! | #DIV/0! | #DIV/0! | #DIV/0! | #DIV/0! | #DIV/0! | #DIV/0! | #DIV/0! | #DIV/0! | #DIV/0! | #DIV/0! | #DIV/0! | #DIV/0! | #DIV/0! | #DIV/0! | #DIV/0! | #DIV/0! | #DIV/0! | #DIV/0! | #DIV/0!
0 | 0 | #DIV/0! | #DIV/0! | #DIV/0! | #DIV/0! | #DIV/0! | #DIV/0! | #DIV/0! | #DIV/0! | #DIV/0! | #DIV/0! | #DIV/0! | #DIV/0! | #DIV/0! | #DIV/0! | #DIV/0! | #DIV/0! | 0 | 0 | #DIV/0! | #DIV/0! | #DIV/0! | #DIV/0! | #DIV/0! | #DIV/0! | #DIV/0! | #DIV/0! | #DIV/0! | #DIV/0! | #DIV/0! | #DIV/0! | #DIV/0! | #DIV/0! | #DIV/0! | #DIV/0! | #DIV/0! | #DIV/0! | #DIV/0! | #DIV/0! | #DIV/0! | #DIV/0! | #DIV/0! | #DIV/0! | #DIV/0! | #DIV/0! | 4 | 2 | 1 | 0 | 0 | 0 | 0 | 0 | #N/A | #N/A | #N/A | #N/A | #N/A | #N/A | #N/A | #N/A | #N/A | #N/A | #N/A | #N/A | #N/A | #N/A | #N/A | #N/A | #DIV/0! | #DIV/0! | #DIV/0! | #DIV/0! | #DIV/0! | #DIV/0! | #DIV/0! | #DIV/0! | #DIV/0! | #DIV/0! | #DIV/0! | #DIV/0! | #DIV/0! | #DIV/0! | #DIV/0! | #DIV/0! | #DIV/0! | #DIV/0! | #DIV/0! | #DIV/0! | #DIV/0! | #DIV/0! | #DIV/0! | #DIV/0! | #DIV/0! | #DIV/0! | #DIV/0! | #DIV/0! | #DIV/0! | #DIV/0! | #DIV/0! | #DIV/0! | #DIV/0! | #DIV/0! | #DIV/0! | #DIV/0!
0 | 0 | #DIV/0! | #DIV/0! | #DIV/0! | #DIV/0! | #DIV/0! | #DIV/0! | #DIV/0! | #DIV/0! | #DIV/0! | #DIV/0! | #DIV/0! | #DIV/0! | #DIV/0! | #DIV/0! | #DIV/0! | #DIV/0! | 0 | 0 | #DIV/0! | #DIV/0! | #DIV/0! | #DIV/0! | #DIV/0! | #DIV/0! | #DIV/0! | #DIV/0! | #DIV/0! | #DIV/0! | #DIV/0! | #DIV/0! | #DIV/0! | #DIV/0! | #DIV/0! | #DIV/0! | #DIV/0! | #DIV/0! | #DIV/0! | #DIV/0! | #DIV/0! | #DIV/0! | #DIV/0! | #DIV/0! | #DIV/0! | #DIV/0! | 4 | 2 | 1 | 0 | 0 | 0 | 0 | 0 | #N/A | #N/A | #N/A | #N/A | #N/A | #N/A | #N/A | #N/A | #N/A | #N/A | #N/A | #N/A | #N/A | #N/A | #N/A | #N/A | #DIV/0! | #DIV/0! | #DIV/0! | #DIV/0! | #DIV/0! | #DIV/0! | #DIV/0! | #DIV/0! | #DIV/0! | #DIV/0! | #DIV/0! | #DIV/0! | #DIV/0! | #DIV/0! | #DIV/0! | #DIV/0! | #DIV/0! | #DIV/0! | #DIV/0! | #DIV/0! | #DIV/0! | #DIV/0! | #DIV/0! | #DIV/0! | #DIV/0! | #DIV/0! | #DIV/0! | #DIV/0! | #DIV/0! | #DIV/0! | #DIV/0! | #DIV/0! | #DIV/0! | #DIV/0! | #DIV/0! | #DIV/0!
0 | 0 | #DIV/0! | #DIV/0! | #DIV/0! | #DIV/0! | #DIV/0! | #DIV/0! | #DIV/0! | #DIV/0! | #DIV/0! | #DIV/0! | #DIV/0! | #DIV/0! | #DIV/0! | #DIV/0! | #DIV/0! | #DIV/0! | 0 | 0 | #DIV/0! | #DIV/0! | #DIV/0! | #DIV/0! | #DIV/0! | #DIV/0! | #DIV/0! | #DIV/0! | #DIV/0! | #DIV/0! | #DIV/0! | #DIV/0! | #DIV/0! | #DIV/0! | #DIV/0! | #DIV/0! | #DIV/0! | #DIV/0! | #DIV/0! | #DIV/0! | #DIV/0! | #DIV/0! | #DIV/0! | #DIV/0! | #DIV/0! | #DIV/0! | 4 | 2 | 1 | 0 | 0 | 0 | 0 | 0 | #N/A | #N/A | #N/A | #N/A | #N/A | #N/A | #N/A | #N/A | #N/A | #N/A | #N/A | #N/A | #N/A | #N/A | #N/A | #N/A | #DIV/0! | #DIV/0! | #DIV/0! | #DIV/0! | #DIV/0! | #DIV/0! | #DIV/0! | #DIV/0! | #DIV/0! | #DIV/0! | #DIV/0! | #DIV/0! | #DIV/0! | #DIV/0! | #DIV/0! | #DIV/0! | #DIV/0! | #DIV/0! | #DIV/0! | #DIV/0! | #DIV/0! | #DIV/0! | #DIV/0! | #DIV/0! | #DIV/0! | #DIV/0! | #DIV/0! | #DIV/0! | #DIV/0! | #DIV/0! | #DIV/0! | #DIV/0! | #DIV/0! | #DIV/0! | #DIV/0! | #DIV/0!
0 | 0 | #DIV/0! | #DIV/0! | #DIV/0! | #DIV/0! | #DIV/0! | #DIV/0! | #DIV/0! | #DIV/0! | #DIV/0! | #DIV/0! | #DIV/0! | #DIV/0! | #DIV/0! | #DIV/0! | #DIV/0! | #DIV/0! | 0 | 0 | #DIV/0! | #DIV/0! | #DIV/0! | #DIV/0! | #DIV/0! | #DIV/0! | #DIV/0! | #DIV/0! | #DIV/0! | #DIV/0! | #DIV/0! | #DIV/0! | #DIV/0! | #DIV/0! | #DIV/0! | #DIV/0! | #DIV/0! | #DIV/0! | #DIV/0! | #DIV/0! | #DIV/0! | #DIV/0! | #DIV/0! | #DIV/0! | #DIV/0! | #DIV/0! | 4 | 2 | 1 | 0 | 0 | 0 | 0 | 0 | #N/A | #N/A | #N/A | #N/A | #N/A | #N/A | #N/A | #N/A | #N/A | #N/A | #N/A | #N/A | #N/A | #N/A | #N/A | #N/A | #DIV/0! | #DIV/0! | #DIV/0! | #DIV/0! | #DIV/0! | #DIV/0! | #DIV/0! | #DIV/0! | #DIV/0! | #DIV/0! | #DIV/0! | #DIV/0! | #DIV/0! | #DIV/0! | #DIV/0! | #DIV/0! | #DIV/0! | #DIV/0! | #DIV/0! | #DIV/0! | #DIV/0! | #DIV/0! | #DIV/0! | #DIV/0! | #DIV/0! | #DIV/0! | #DIV/0! | #DIV/0! | #DIV/0! | #DIV/0! | #DIV/0! | #DIV/0! | #DIV/0! | #DIV/0! | #DIV/0! | #DIV/0!
0 | 0 | #DIV/0! | #DIV/0! | #DIV/0! | #DIV/0! | #DIV/0! | #DIV/0! | #DIV/0! | #DIV/0! | #DIV/0! | #DIV/0! | #DIV/0! | #DIV/0! | #DIV/0! | #DIV/0! | #DIV/0! | #DIV/0! | 0 | 0 | #DIV/0! | #DIV/0! | #DIV/0! | #DIV/0! | #DIV/0! | #DIV/0! | #DIV/0! | #DIV/0! | #DIV/0! | #DIV/0! | #DIV/0! | #DIV/0! | #DIV/0! | #DIV/0! | #DIV/0! | #DIV/0! | #DIV/0! | #DIV/0! | #DIV/0! | #DIV/0! | #DIV/0! | #DIV/0! | #DIV/0! | #DIV/0! | #DIV/0! | #DIV/0! | 4 | 2 | 1 | 0 | 0 | 0 | 0 | 0 | #N/A | #N/A | #N/A | #N/A | #N/A | #N/A | #N/A | #N/A | #N/A | #N/A | #N/A | #N/A | #N/A | #N/A | #N/A | #N/A | #DIV/0! | #DIV/0! | #DIV/0! | #DIV/0! | #DIV/0! | #DIV/0! | #DIV/0! | #DIV/0! | #DIV/0! | #DIV/0! | #DIV/0! | #DIV/0! | #DIV/0! | #DIV/0! | #DIV/0! | #DIV/0! | #DIV/0! | #DIV/0! | #DIV/0! | #DIV/0! | #DIV/0! | #DIV/0! | #DIV/0! | #DIV/0! | #DIV/0! | #DIV/0! | #DIV/0! | #DIV/0! | #DIV/0! | #DIV/0! | #DIV/0! | #DIV/0! | #DIV/0! | #DIV/0! | #DIV/0! | #DIV/0!
0 | 0 | #DIV/0! | #DIV/0! | #DIV/0! | #DIV/0! | #DIV/0! | #DIV/0! | #DIV/0! | #DIV/0! | #DIV/0! | #DIV/0! | #DIV/0! | #DIV/0! | #DIV/0! | #DIV/0! | #DIV/0! | #DIV/0! | 0 | 0 | #DIV/0! | #DIV/0! | #DIV/0! | #DIV/0! | #DIV/0! | #DIV/0! | #DIV/0! | #DIV/0! | #DIV/0! | #DIV/0! | #DIV/0! | #DIV/0! | #DIV/0! | #DIV/0! | #DIV/0! | #DIV/0! | #DIV/0! | #DIV/0! | #DIV/0! | #DIV/0! | #DIV/0! | #DIV/0! | #DIV/0! | #DIV/0! | #DIV/0! | #DIV/0! | 4 | 2 | 1 | 0 | 0 | 0 | 0 | 0 | #N/A | #N/A | #N/A | #N/A | #N/A | #N/A | #N/A | #N/A | #N/A | #N/A | #N/A | #N/A | #N/A | #N/A | #N/A | #N/A | #DIV/0! | #DIV/0! | #DIV/0! | #DIV/0! | #DIV/0! | #DIV/0! | #DIV/0! | #DIV/0! | #DIV/0! | #DIV/0! | #DIV/0! | #DIV/0! | #DIV/0! | #DIV/0! | #DIV/0! | #DIV/0! | #DIV/0! | #DIV/0! | #DIV/0! | #DIV/0! | #DIV/0! | #DIV/0! | #DIV/0! | #DIV/0! | #DIV/0! | #DIV/0! | #DIV/0! | #DIV/0! | #DIV/0! | #DIV/0! | #DIV/0! | #DIV/0! | #DIV/0! | #DIV/0! | #DIV/0! | #DIV/0!
0 | 0 | #DIV/0! | #DIV/0! | #DIV/0! | #DIV/0! | #DIV/0! | #DIV/0! | #DIV/0! | #DIV/0! | #DIV/0! | #DIV/0! | #DIV/0! | #DIV/0! | #DIV/0! | #DIV/0! | #DIV/0! | #DIV/0! | 0 | 0 | #DIV/0! | #DIV/0! | #DIV/0! | #DIV/0! | #DIV/0! | #DIV/0! | #DIV/0! | #DIV/0! | #DIV/0! | #DIV/0! | #DIV/0! | #DIV/0! | #DIV/0! | #DIV/0! | #DIV/0! | #DIV/0! | #DIV/0! | #DIV/0! | #DIV/0! | #DIV/0! | #DIV/0! | #DIV/0! | #DIV/0! | #DIV/0! | #DIV/0! | #DIV/0! | 4 | 2 | 1 | 0 | 0 | 0 | 0 | 0 | #N/A | #N/A | #N/A | #N/A | #N/A | #N/A | #N/A | #N/A | #N/A | #N/A | #N/A | #N/A | #N/A | #N/A | #N/A | #N/A | #DIV/0! | #DIV/0! | #DIV/0! | #DIV/0! | #DIV/0! | #DIV/0! | #DIV/0! | #DIV/0! | #DIV/0! | #DIV/0! | #DIV/0! | #DIV/0! | #DIV/0! | #DIV/0! | #DIV/0! | #DIV/0! | #DIV/0! | #DIV/0! | #DIV/0! | #DIV/0! | #DIV/0! | #DIV/0! | #DIV/0! | #DIV/0! | #DIV/0! | #DIV/0! | #DIV/0! | #DIV/0! | #DIV/0! | #DIV/0! | #DIV/0! | #DIV/0! | #DIV/0! | #DIV/0! | #DIV/0! | #DIV/0!
0 | 0 | #DIV/0! | #DIV/0! | #DIV/0! | #DIV/0! | #DIV/0! | #DIV/0! | #DIV/0! | #DIV/0! | #DIV/0! | #DIV/0! | #DIV/0! | #DIV/0! | #DIV/0! | #DIV/0! | #DIV/0! | #DIV/0! | 0 | 0 | #DIV/0! | #DIV/0! | #DIV/0! | #DIV/0! | #DIV/0! | #DIV/0! | #DIV/0! | #DIV/0! | #DIV/0! | #DIV/0! | #DIV/0! | #DIV/0! | #DIV/0! | #DIV/0! | #DIV/0! | #DIV/0! | #DIV/0! | #DIV/0! | #DIV/0! | #DIV/0! | #DIV/0! | #DIV/0! | #DIV/0! | #DIV/0! | #DIV/0! | #DIV/0! | 4 | 2 | 1 | 0 | 0 | 0 | 0 | 0 | #N/A | #N/A | #N/A | #N/A | #N/A | #N/A | #N/A | #N/A | #N/A | #N/A | #N/A | #N/A | #N/A | #N/A | #N/A | #N/A | #DIV/0! | #DIV/0! | #DIV/0! | #DIV/0! | #DIV/0! | #DIV/0! | #DIV/0! | #DIV/0! | #DIV/0! | #DIV/0! | #DIV/0! | #DIV/0! | #DIV/0! | #DIV/0! | #DIV/0! | #DIV/0! | #DIV/0! | #DIV/0! | #DIV/0! | #DIV/0! | #DIV/0! | #DIV/0! | #DIV/0! | #DIV/0! | #DIV/0! | #DIV/0! | #DIV/0! | #DIV/0! | #DIV/0! | #DIV/0! | #DIV/0! | #DIV/0! | #DIV/0! | #DIV/0! | #DIV/0! | #DIV/0!
0 | 0 | #DIV/0! | #DIV/0! | #DIV/0! | #DIV/0! | #DIV/0! | #DIV/0! | #DIV/0! | #DIV/0! | #DIV/0! | #DIV/0! | #DIV/0! | #DIV/0! | #DIV/0! | #DIV/0! | #DIV/0! | #DIV/0! | 0 | 0 | #DIV/0! | #DIV/0! | #DIV/0! | #DIV/0! | #DIV/0! | #DIV/0! | #DIV/0! | #DIV/0! | #DIV/0! | #DIV/0! | #DIV/0! | #DIV/0! | #DIV/0! | #DIV/0! | #DIV/0! | #DIV/0! | #DIV/0! | #DIV/0! | #DIV/0! | #DIV/0! | #DIV/0! | #DIV/0! | #DIV/0! | #DIV/0! | #DIV/0! | #DIV/0! | 4 | 2 | 1 | 0 | 0 | 0 | 0 | 0 | #N/A | #N/A | #N/A | #N/A | #N/A | #N/A | #N/A | #N/A | #N/A | #N/A | #N/A | #N/A | #N/A | #N/A | #N/A | #N/A | #DIV/0! | #DIV/0! | #DIV/0! | #DIV/0! | #DIV/0! | #DIV/0! | #DIV/0! | #DIV/0! | #DIV/0! | #DIV/0! | #DIV/0! | #DIV/0! | #DIV/0! | #DIV/0! | #DIV/0! | #DIV/0! | #DIV/0! | #DIV/0! | #DIV/0! | #DIV/0! | #DIV/0! | #DIV/0! | #DIV/0! | #DIV/0! | #DIV/0! | #DIV/0! | #DIV/0! | #DIV/0! | #DIV/0! | #DIV/0! | #DIV/0! | #DIV/0! | #DIV/0! | #DIV/0! | #DIV/0! | #DIV/0!
0 | 0 | #DIV/0! | #DIV/0! | #DIV/0! | #DIV/0! | #DIV/0! | #DIV/0! | #DIV/0! | #DIV/0! | #DIV/0! | #DIV/0! | #DIV/0! | #DIV/0! | #DIV/0! | #DIV/0! | #DIV/0! | #DIV/0! | 0 | 0 | #DIV/0! | #DIV/0! | #DIV/0! | #DIV/0! | #DIV/0! | #DIV/0! | #DIV/0! | #DIV/0! | #DIV/0! | #DIV/0! | #DIV/0! | #DIV/0! | #DIV/0! | #DIV/0! | #DIV/0! | #DIV/0! | #DIV/0! | #DIV/0! | #DIV/0! | #DIV/0! | #DIV/0! | #DIV/0! | #DIV/0! | #DIV/0! | #DIV/0! | #DIV/0! | 4 | 2 | 1 | 0 | 0 | 0 | 0 | 0 | #N/A | #N/A | #N/A | #N/A | #N/A | #N/A | #N/A | #N/A | #N/A | #N/A | #N/A | #N/A | #N/A | #N/A | #N/A | #N/A | #DIV/0! | #DIV/0! | #DIV/0! | #DIV/0! | #DIV/0! | #DIV/0! | #DIV/0! | #DIV/0! | #DIV/0! | #DIV/0! | #DIV/0! | #DIV/0! | #DIV/0! | #DIV/0! | #DIV/0! | #DIV/0! | #DIV/0! | #DIV/0! | #DIV/0! | #DIV/0! | #DIV/0! | #DIV/0! | #DIV/0! | #DIV/0! | #DIV/0! | #DIV/0! | #DIV/0! | #DIV/0! | #DIV/0! | #DIV/0! | #DIV/0! | #DIV/0! | #DIV/0! | #DIV/0! | #DIV/0! | #DIV/0!
0 | 0 | #DIV/0! | #DIV/0! | #DIV/0! | #DIV/0! | #DIV/0! | #DIV/0! | #DIV/0! | #DIV/0! | #DIV/0! | #DIV/0! | #DIV/0! | #DIV/0! | #DIV/0! | #DIV/0! | #DIV/0! | #DIV/0! | 0 | 0 | #DIV/0! | #DIV/0! | #DIV/0! | #DIV/0! | #DIV/0! | #DIV/0! | #DIV/0! | #DIV/0! | #DIV/0! | #DIV/0! | #DIV/0! | #DIV/0! | #DIV/0! | #DIV/0! | #DIV/0! | #DIV/0! | #DIV/0! | #DIV/0! | #DIV/0! | #DIV/0! | #DIV/0! | #DIV/0! | #DIV/0! | #DIV/0! | #DIV/0! | #DIV/0! | 4 | 2 | 1 | 0 | 0 | 0 | 0 | 0 | #N/A | #N/A | #N/A | #N/A | #N/A | #N/A | #N/A | #N/A | #N/A | #N/A | #N/A | #N/A | #N/A | #N/A | #N/A | #N/A | #DIV/0! | #DIV/0! | #DIV/0! | #DIV/0! | #DIV/0! | #DIV/0! | #DIV/0! | #DIV/0! | #DIV/0! | #DIV/0! | #DIV/0! | #DIV/0! | #DIV/0! | #DIV/0! | #DIV/0! | #DIV/0! | #DIV/0! | #DIV/0! | #DIV/0! | #DIV/0! | #DIV/0! | #DIV/0! | #DIV/0! | #DIV/0! | #DIV/0! | #DIV/0! | #DIV/0! | #DIV/0! | #DIV/0! | #DIV/0! | #DIV/0! | #DIV/0! | #DIV/0! | #DIV/0! | #DIV/0! | #DIV/0!
0 | 0 | #DIV/0! | #DIV/0! | #DIV/0! | #DIV/0! | #DIV/0! | #DIV/0! | #DIV/0! | #DIV/0! | #DIV/0! | #DIV/0! | #DIV/0! | #DIV/0! | #DIV/0! | #DIV/0! | #DIV/0! | #DIV/0! | 0 | 0 | #DIV/0! | #DIV/0! | #DIV/0! | #DIV/0! | #DIV/0! | #DIV/0! | #DIV/0! | #DIV/0! | #DIV/0! | #DIV/0! | #DIV/0! | #DIV/0! | #DIV/0! | #DIV/0! | #DIV/0! | #DIV/0! | #DIV/0! | #DIV/0! | #DIV/0! | #DIV/0! | #DIV/0! | #DIV/0! | #DIV/0! | #DIV/0! | #DIV/0! | #DIV/0! | 4 | 2 | 1 | 0 | 0 | 0 | 0 | 0 | #N/A | #N/A | #N/A | #N/A | #N/A | #N/A | #N/A | #N/A | #N/A | #N/A | #N/A | #N/A | #N/A | #N/A | #N/A | #N/A | #DIV/0! | #DIV/0! | #DIV/0! | #DIV/0! | #DIV/0! | #DIV/0! | #DIV/0! | #DIV/0! | #DIV/0! | #DIV/0! | #DIV/0! | #DIV/0! | #DIV/0! | #DIV/0! | #DIV/0! | #DIV/0! | #DIV/0! | #DIV/0! | #DIV/0! | #DIV/0! | #DIV/0! | #DIV/0! | #DIV/0! | #DIV/0! | #DIV/0! | #DIV/0! | #DIV/0! | #DIV/0! | #DIV/0! | #DIV/0! | #DIV/0! | #DIV/0! | #DIV/0! | #DIV/0! | #DIV/0! | #DIV/0!
0 | 0 | #DIV/0! | #DIV/0! | #DIV/0! | #DIV/0! | #DIV/0! | #DIV/0! | #DIV/0! | #DIV/0! | #DIV/0! | #DIV/0! | #DIV/0! | #DIV/0! | #DIV/0! | #DIV/0! | #DIV/0! | #DIV/0! | 0 | 0 | #DIV/0! | #DIV/0! | #DIV/0! | #DIV/0! | #DIV/0! | #DIV/0! | #DIV/0! | #DIV/0! | #DIV/0! | #DIV/0! | #DIV/0! | #DIV/0! | #DIV/0! | #DIV/0! | #DIV/0! | #DIV/0! | #DIV/0! | #DIV/0! | #DIV/0! | #DIV/0! | #DIV/0! | #DIV/0! | #DIV/0! | #DIV/0! | #DIV/0! | #DIV/0! | 4 | 2 | 1 | 0 | 0 | 0 | 0 | 0 | #N/A | #N/A | #N/A | #N/A | #N/A | #N/A | #N/A | #N/A | #N/A | #N/A | #N/A | #N/A | #N/A | #N/A | #N/A | #N/A | #DIV/0! | #DIV/0! | #DIV/0! | #DIV/0! | #DIV/0! | #DIV/0! | #DIV/0! | #DIV/0! | #DIV/0! | #DIV/0! | #DIV/0! | #DIV/0! | #DIV/0! | #DIV/0! | #DIV/0! | #DIV/0! | #DIV/0! | #DIV/0! | #DIV/0! | #DIV/0! | #DIV/0! | #DIV/0! | #DIV/0! | #DIV/0! | #DIV/0! | #DIV/0! | #DIV/0! | #DIV/0! | #DIV/0! | #DIV/0! | #DIV/0! | #DIV/0! | #DIV/0! | #DIV/0! | #DIV/0! | #DIV/0!
0 | 0 | #DIV/0! | #DIV/0! | #DIV/0! | #DIV/0! | #DIV/0! | #DIV/0! | #DIV/0! | #DIV/0! | #DIV/0! | #DIV/0! | #DIV/0! | #DIV/0! | #DIV/0! | #DIV/0! | #DIV/0! | #DIV/0! | 0 | 0 | #DIV/0! | #DIV/0! | #DIV/0! | #DIV/0! | #DIV/0! | #DIV/0! | #DIV/0! | #DIV/0! | #DIV/0! | #DIV/0! | #DIV/0! | #DIV/0! | #DIV/0! | #DIV/0! | #DIV/0! | #DIV/0! | #DIV/0! | #DIV/0! | #DIV/0! | #DIV/0! | #DIV/0! | #DIV/0! | #DIV/0! | #DIV/0! | #DIV/0! | #DIV/0! | 4 | 2 | 1 | 0 | 0 | 0 | 0 | 0 | #N/A | #N/A | #N/A | #N/A | #N/A | #N/A | #N/A | #N/A | #N/A | #N/A | #N/A | #N/A | #N/A | #N/A | #N/A | #N/A | #DIV/0! | #DIV/0! | #DIV/0! | #DIV/0! | #DIV/0! | #DIV/0! | #DIV/0! | #DIV/0! | #DIV/0! | #DIV/0! | #DIV/0! | #DIV/0! | #DIV/0! | #DIV/0! | #DIV/0! | #DIV/0! | #DIV/0! | #DIV/0! | #DIV/0! | #DIV/0! | #DIV/0! | #DIV/0! | #DIV/0! | #DIV/0! | #DIV/0! | #DIV/0! | #DIV/0! | #DIV/0! | #DIV/0! | #DIV/0! | #DIV/0! | #DIV/0! | #DIV/0! | #DIV/0! | #DIV/0! | #DIV/0!
0 | 0 | #DIV/0! | #DIV/0! | #DIV/0! | #DIV/0! | #DIV/0! | #DIV/0! | #DIV/0! | #DIV/0! | #DIV/0! | #DIV/0! | #DIV/0! | #DIV/0! | #DIV/0! | #DIV/0! | #DIV/0! | #DIV/0! | 0 | 0 | #DIV/0! | #DIV/0! | #DIV/0! | #DIV/0! | #DIV/0! | #DIV/0! | #DIV/0! | #DIV/0! | #DIV/0! | #DIV/0! | #DIV/0! | #DIV/0! | #DIV/0! | #DIV/0! | #DIV/0! | #DIV/0! | #DIV/0! | #DIV/0! | #DIV/0! | #DIV/0! | #DIV/0! | #DIV/0! | #DIV/0! | #DIV/0! | #DIV/0! | #DIV/0! | 4 | 2 | 1 | 0 | 0 | 0 | 0 | 0 | #N/A | #N/A | #N/A | #N/A | #N/A | #N/A | #N/A | #N/A | #N/A | #N/A | #N/A | #N/A | #N/A | #N/A | #N/A | #N/A | #DIV/0! | #DIV/0! | #DIV/0! | #DIV/0! | #DIV/0! | #DIV/0! | #DIV/0! | #DIV/0! | #DIV/0! | #DIV/0! | #DIV/0! | #DIV/0! | #DIV/0! | #DIV/0! | #DIV/0! | #DIV/0! | #DIV/0! | #DIV/0! | #DIV/0! | #DIV/0! | #DIV/0! | #DIV/0! | #DIV/0! | #DIV/0! | #DIV/0! | #DIV/0! | #DIV/0! | #DIV/0! | #DIV/0! | #DIV/0! | #DIV/0! | #DIV/0! | #DIV/0! | #DIV/0! | #DIV/0! | #DIV/0!
0 | 0 | #DIV/0! | #DIV/0! | #DIV/0! | #DIV/0! | #DIV/0! | #DIV/0! | #DIV/0! | #DIV/0! | #DIV/0! | #DIV/0! | #DIV/0! | #DIV/0! | #DIV/0! | #DIV/0! | #DIV/0! | #DIV/0! | 0 | 0 | #DIV/0! | #DIV/0! | #DIV/0! | #DIV/0! | #DIV/0! | #DIV/0! | #DIV/0! | #DIV/0! | #DIV/0! | #DIV/0! | #DIV/0! | #DIV/0! | #DIV/0! | #DIV/0! | #DIV/0! | #DIV/0! | #DIV/0! | #DIV/0! | #DIV/0! | #DIV/0! | #DIV/0! | #DIV/0! | #DIV/0! | #DIV/0! | #DIV/0! | #DIV/0! | 4 | 2 | 1 | 0 | 0 | 0 | 0 | 0 | #N/A | #N/A | #N/A | #N/A | #N/A | #N/A | #N/A | #N/A | #N/A | #N/A | #N/A | #N/A | #N/A | #N/A | #N/A | #N/A | #DIV/0! | #DIV/0! | #DIV/0! | #DIV/0! | #DIV/0! | #DIV/0! | #DIV/0! | #DIV/0! | #DIV/0! | #DIV/0! | #DIV/0! | #DIV/0! | #DIV/0! | #DIV/0! | #DIV/0! | #DIV/0! | #DIV/0! | #DIV/0! | #DIV/0! | #DIV/0! | #DIV/0! | #DIV/0! | #DIV/0! | #DIV/0! | #DIV/0! | #DIV/0! | #DIV/0! | #DIV/0! | #DIV/0! | #DIV/0! | #DIV/0! | #DIV/0! | #DIV/0! | #DIV/0! | #DIV/0! | #DIV/0!
0 | 0 | #DIV/0! | #DIV/0! | #DIV/0! | #DIV/0! | #DIV/0! | #DIV/0! | #DIV/0! | #DIV/0! | #DIV/0! | #DIV/0! | #DIV/0! | #DIV/0! | #DIV/0! | #DIV/0! | #DIV/0! | #DIV/0! | 0 | 0 | #DIV/0! | #DIV/0! | #DIV/0! | #DIV/0! | #DIV/0! | #DIV/0! | #DIV/0! | #DIV/0! | #DIV/0! | #DIV/0! | #DIV/0! | #DIV/0! | #DIV/0! | #DIV/0! | #DIV/0! | #DIV/0! | #DIV/0! | #DIV/0! | #DIV/0! | #DIV/0! | #DIV/0! | #DIV/0! | #DIV/0! | #DIV/0! | #DIV/0! | #DIV/0! | 4 | 2 | 1 | 0 | 0 | 0 | 0 | 0 | #N/A | #N/A | #N/A | #N/A | #N/A | #N/A | #N/A | #N/A | #N/A | #N/A | #N/A | #N/A | #N/A | #N/A | #N/A | #N/A | #DIV/0! | #DIV/0! | #DIV/0! | #DIV/0! | #DIV/0! | #DIV/0! | #DIV/0! | #DIV/0! | #DIV/0! | #DIV/0! | #DIV/0! | #DIV/0! | #DIV/0! | #DIV/0! | #DIV/0! | #DIV/0! | #DIV/0! | #DIV/0! | #DIV/0! | #DIV/0! | #DIV/0! | #DIV/0! | #DIV/0! | #DIV/0! | #DIV/0! | #DIV/0! | #DIV/0! | #DIV/0! | #DIV/0! | #DIV/0! | #DIV/0! | #DIV/0! | #DIV/0! | #DIV/0! | #DIV/0! | #DIV/0!
0 | 0 | #DIV/0! | #DIV/0! | #DIV/0! | #DIV/0! | #DIV/0! | #DIV/0! | #DIV/0! | #DIV/0! | #DIV/0! | #DIV/0! | #DIV/0! | #DIV/0! | #DIV/0! | #DIV/0! | #DIV/0! | #DIV/0! | 0 | 0 | #DIV/0! | #DIV/0! | #DIV/0! | #DIV/0! | #DIV/0! | #DIV/0! | #DIV/0! | #DIV/0! | #DIV/0! | #DIV/0! | #DIV/0! | #DIV/0! | #DIV/0! | #DIV/0! | #DIV/0! | #DIV/0! | #DIV/0! | #DIV/0! | #DIV/0! | #DIV/0! | #DIV/0! | #DIV/0! | #DIV/0! | #DIV/0! | #DIV/0! | #DIV/0! | 4 | 2 | 1 | 0 | 0 | 0 | 0 | 0 | #N/A | #N/A | #N/A | #N/A | #N/A | #N/A | #N/A | #N/A | #N/A | #N/A | #N/A | #N/A | #N/A | #N/A | #N/A | #N/A | #DIV/0! | #DIV/0! | #DIV/0! | #DIV/0! | #DIV/0! | #DIV/0! | #DIV/0! | #DIV/0! | #DIV/0! | #DIV/0! | #DIV/0! | #DIV/0! | #DIV/0! | #DIV/0! | #DIV/0! | #DIV/0! | #DIV/0! | #DIV/0! | #DIV/0! | #DIV/0! | #DIV/0! | #DIV/0! | #DIV/0! | #DIV/0! | #DIV/0! | #DIV/0! | #DIV/0! | #DIV/0! | #DIV/0! | #DIV/0! | #DIV/0! | #DIV/0! | #DIV/0! | #DIV/0! | #DIV/0! | #DIV/0!
0 | 0 | #DIV/0! | #DIV/0! | #DIV/0! | #DIV/0! | #DIV/0! | #DIV/0! | #DIV/0! | #DIV/0! | #DIV/0! | #DIV/0! | #DIV/0! | #DIV/0! | #DIV/0! | #DIV/0! | #DIV/0! | #DIV/0! | 0 | 0 | #DIV/0! | #DIV/0! | #DIV/0! | #DIV/0! | #DIV/0! | #DIV/0! | #DIV/0! | #DIV/0! | #DIV/0! | #DIV/0! | #DIV/0! | #DIV/0! | #DIV/0! | #DIV/0! | #DIV/0! | #DIV/0! | #DIV/0! | #DIV/0! | #DIV/0! | #DIV/0! | #DIV/0! | #DIV/0! | #DIV/0! | #DIV/0! | #DIV/0! | #DIV/0! | 4 | 2 | 1 | 0 | 0 | 0 | 0 | 0 | #N/A | #N/A | #N/A | #N/A | #N/A | #N/A | #N/A | #N/A | #N/A | #N/A | #N/A | #N/A | #N/A | #N/A | #N/A | #N/A | #DIV/0! | #DIV/0! | #DIV/0! | #DIV/0! | #DIV/0! | #DIV/0! | #DIV/0! | #DIV/0! | #DIV/0! | #DIV/0! | #DIV/0! | #DIV/0! | #DIV/0! | #DIV/0! | #DIV/0! | #DIV/0! | #DIV/0! | #DIV/0! | #DIV/0! | #DIV/0! | #DIV/0! | #DIV/0! | #DIV/0! | #DIV/0! | #DIV/0! | #DIV/0! | #DIV/0! | #DIV/0! | #DIV/0! | #DIV/0! | #DIV/0! | #DIV/0! | #DIV/0! | #DIV/0! | #DIV/0! | #DIV/0!
0 | 0 | #DIV/0! | #DIV/0! | #DIV/0! | #DIV/0! | #DIV/0! | #DIV/0! | #DIV/0! | #DIV/0! | #DIV/0! | #DIV/0! | #DIV/0! | #DIV/0! | #DIV/0! | #DIV/0! | #DIV/0! | #DIV/0! | 0 | 0 | #DIV/0! | #DIV/0! | #DIV/0! | #DIV/0! | #DIV/0! | #DIV/0! | #DIV/0! | #DIV/0! | #DIV/0! | #DIV/0! | #DIV/0! | #DIV/0! | #DIV/0! | #DIV/0! | #DIV/0! | #DIV/0! | #DIV/0! | #DIV/0! | #DIV/0! | #DIV/0! | #DIV/0! | #DIV/0! | #DIV/0! | #DIV/0! | #DIV/0! | #DIV/0! | 4 | 2 | 1 | 0 | 0 | 0 | 0 | 0 | #N/A | #N/A | #N/A | #N/A | #N/A | #N/A | #N/A | #N/A | #N/A | #N/A | #N/A | #N/A | #N/A | #N/A | #N/A | #N/A | #DIV/0! | #DIV/0! | #DIV/0! | #DIV/0! | #DIV/0! | #DIV/0! | #DIV/0! | #DIV/0! | #DIV/0! | #DIV/0! | #DIV/0! | #DIV/0! | #DIV/0! | #DIV/0! | #DIV/0! | #DIV/0! | #DIV/0! | #DIV/0! | #DIV/0! | #DIV/0! | #DIV/0! | #DIV/0! | #DIV/0! | #DIV/0! | #DIV/0! | #DIV/0! | #DIV/0! | #DIV/0! | #DIV/0! | #DIV/0! | #DIV/0! | #DIV/0! | #DIV/0! | #DIV/0! | #DIV/0! | #DIV/0!
0 | 0 | #DIV/0! | #DIV/0! | #DIV/0! | #DIV/0! | #DIV/0! | #DIV/0! | #DIV/0! | #DIV/0! | #DIV/0! | #DIV/0! | #DIV/0! | #DIV/0! | #DIV/0! | #DIV/0! | #DIV/0! | #DIV/0! | 0 | 0 | #DIV/0! | #DIV/0! | #DIV/0! | #DIV/0! | #DIV/0! | #DIV/0! | #DIV/0! | #DIV/0! | #DIV/0! | #DIV/0! | #DIV/0! | #DIV/0! | #DIV/0! | #DIV/0! | #DIV/0! | #DIV/0! | #DIV/0! | #DIV/0! | #DIV/0! | #DIV/0! | #DIV/0! | #DIV/0! | #DIV/0! | #DIV/0! | #DIV/0! | #DIV/0! | 4 | 2 | 1 | 0 | 0 | 0 | 0 | 0 | #N/A | #N/A | #N/A | #N/A | #N/A | #N/A | #N/A | #N/A | #N/A | #N/A | #N/A | #N/A | #N/A | #N/A | #N/A | #N/A | #DIV/0! | #DIV/0! | #DIV/0! | #DIV/0! | #DIV/0! | #DIV/0! | #DIV/0! | #DIV/0! | #DIV/0! | #DIV/0! | #DIV/0! | #DIV/0! | #DIV/0! | #DIV/0! | #DIV/0! | #DIV/0! | #DIV/0! | #DIV/0! | #DIV/0! | #DIV/0! | #DIV/0! | #DIV/0! | #DIV/0! | #DIV/0! | #DIV/0! | #DIV/0! | #DIV/0! | #DIV/0! | #DIV/0! | #DIV/0! | #DIV/0! | #DIV/0! | #DIV/0! | #DIV/0! | #DIV/0! | #DIV/0!
0 | 0 | #DIV/0! | #DIV/0! | #DIV/0! | #DIV/0! | #DIV/0! | #DIV/0! | #DIV/0! | #DIV/0! | #DIV/0! | #DIV/0! | #DIV/0! | #DIV/0! | #DIV/0! | #DIV/0! | #DIV/0! | #DIV/0! | 0 | 0 | #DIV/0! | #DIV/0! | #DIV/0! | #DIV/0! | #DIV/0! | #DIV/0! | #DIV/0! | #DIV/0! | #DIV/0! | #DIV/0! | #DIV/0! | #DIV/0! | #DIV/0! | #DIV/0! | #DIV/0! | #DIV/0! | #DIV/0! | #DIV/0! | #DIV/0! | #DIV/0! | #DIV/0! | #DIV/0! | #DIV/0! | #DIV/0! | #DIV/0! | #DIV/0! | 4 | 2 | 1 | 0 | 0 | 0 | 0 | 0 | #N/A | #N/A | #N/A | #N/A | #N/A | #N/A | #N/A | #N/A | #N/A | #N/A | #N/A | #N/A | #N/A | #N/A | #N/A | #N/A | #DIV/0! | #DIV/0! | #DIV/0! | #DIV/0! | #DIV/0! | #DIV/0! | #DIV/0! | #DIV/0! | #DIV/0! | #DIV/0! | #DIV/0! | #DIV/0! | #DIV/0! | #DIV/0! | #DIV/0! | #DIV/0! | #DIV/0! | #DIV/0! | #DIV/0! | #DIV/0! | #DIV/0! | #DIV/0! | #DIV/0! | #DIV/0! | #DIV/0! | #DIV/0! | #DIV/0! | #DIV/0! | #DIV/0! | #DIV/0! | #DIV/0! | #DIV/0! | #DIV/0! | #DIV/0! | #DIV/0! | #DIV/0!
0 | 0 | #DIV/0! | #DIV/0! | #DIV/0! | #DIV/0! | #DIV/0! | #DIV/0! | #DIV/0! | #DIV/0! | #DIV/0! | #DIV/0! | #DIV/0! | #DIV/0! | #DIV/0! | #DIV/0! | #DIV/0! | #DIV/0! | 0 | 0 | #DIV/0! | #DIV/0! | #DIV/0! | #DIV/0! | #DIV/0! | #DIV/0! | #DIV/0! | #DIV/0! | #DIV/0! | #DIV/0! | #DIV/0! | #DIV/0! | #DIV/0! | #DIV/0! | #DIV/0! | #DIV/0! | #DIV/0! | #DIV/0! | #DIV/0! | #DIV/0! | #DIV/0! | #DIV/0! | #DIV/0! | #DIV/0! | #DIV/0! | #DIV/0! | 4 | 2 | 1 | 0 | 0 | 0 | 0 | 0 | #N/A | #N/A | #N/A | #N/A | #N/A | #N/A | #N/A | #N/A | #N/A | #N/A | #N/A | #N/A | #N/A | #N/A | #N/A | #N/A | #DIV/0! | #DIV/0! | #DIV/0! | #DIV/0! | #DIV/0! | #DIV/0! | #DIV/0! | #DIV/0! | #DIV/0! | #DIV/0! | #DIV/0! | #DIV/0! | #DIV/0! | #DIV/0! | #DIV/0! | #DIV/0! | #DIV/0! | #DIV/0! | #DIV/0! | #DIV/0! | #DIV/0! | #DIV/0! | #DIV/0! | #DIV/0! | #DIV/0! | #DIV/0! | #DIV/0! | #DIV/0! | #DIV/0! | #DIV/0! | #DIV/0! | #DIV/0! | #DIV/0! | #DIV/0! | #DIV/0! | #DIV/0!
0 | 0 | #DIV/0! | #DIV/0! | #DIV/0! | #DIV/0! | #DIV/0! | #DIV/0! | #DIV/0! | #DIV/0! | #DIV/0! | #DIV/0! | #DIV/0! | #DIV/0! | #DIV/0! | #DIV/0! | #DIV/0! | #DIV/0! | 0 | 0 | #DIV/0! | #DIV/0! | #DIV/0! | #DIV/0! | #DIV/0! | #DIV/0! | #DIV/0! | #DIV/0! | #DIV/0! | #DIV/0! | #DIV/0! | #DIV/0! | #DIV/0! | #DIV/0! | #DIV/0! | #DIV/0! | #DIV/0! | #DIV/0! | #DIV/0! | #DIV/0! | #DIV/0! | #DIV/0! | #DIV/0! | #DIV/0! | #DIV/0! | #DIV/0! | 4 | 2 | 1 | 0 | 0 | 0 | 0 | 0 | #N/A | #N/A | #N/A | #N/A | #N/A | #N/A | #N/A | #N/A | #N/A | #N/A | #N/A | #N/A | #N/A | #N/A | #N/A | #N/A | #DIV/0! | #DIV/0! | #DIV/0! | #DIV/0! | #DIV/0! | #DIV/0! | #DIV/0! | #DIV/0! | #DIV/0! | #DIV/0! | #DIV/0! | #DIV/0! | #DIV/0! | #DIV/0! | #DIV/0! | #DIV/0! | #DIV/0! | #DIV/0! | #DIV/0! | #DIV/0! | #DIV/0! | #DIV/0! | #DIV/0! | #DIV/0! | #DIV/0! | #DIV/0! | #DIV/0! | #DIV/0! | #DIV/0! | #DIV/0! | #DIV/0! | #DIV/0! | #DIV/0! | #DIV/0! | #DIV/0! | #DIV/0!
0 | 0 | #DIV/0! | #DIV/0! | #DIV/0! | #DIV/0! | #DIV/0! | #DIV/0! | #DIV/0! | #DIV/0! | #DIV/0! | #DIV/0! | #DIV/0! | #DIV/0! | #DIV/0! | #DIV/0! | #DIV/0! | #DIV/0! | 0 | 0 | #DIV/0! | #DIV/0! | #DIV/0! | #DIV/0! | #DIV/0! | #DIV/0! | #DIV/0! | #DIV/0! | #DIV/0! | #DIV/0! | #DIV/0! | #DIV/0! | #DIV/0! | #DIV/0! | #DIV/0! | #DIV/0! | #DIV/0! | #DIV/0! | #DIV/0! | #DIV/0! | #DIV/0! | #DIV/0! | #DIV/0! | #DIV/0! | #DIV/0! | #DIV/0! | 4 | 2 | 1 | 0 | 0 | 0 | 0 | 0 | #N/A | #N/A | #N/A | #N/A | #N/A | #N/A | #N/A | #N/A | #N/A | #N/A | #N/A | #N/A | #N/A | #N/A | #N/A | #N/A | #DIV/0! | #DIV/0! | #DIV/0! | #DIV/0! | #DIV/0! | #DIV/0! | #DIV/0! | #DIV/0! | #DIV/0! | #DIV/0! | #DIV/0! | #DIV/0! | #DIV/0! | #DIV/0! | #DIV/0! | #DIV/0! | #DIV/0! | #DIV/0! | #DIV/0! | #DIV/0! | #DIV/0! | #DIV/0! | #DIV/0! | #DIV/0! | #DIV/0! | #DIV/0! | #DIV/0! | #DIV/0! | #DIV/0! | #DIV/0! | #DIV/0! | #DIV/0! | #DIV/0! | #DIV/0! | #DIV/0! | #DIV/0!
0 | 0 | #DIV/0! | #DIV/0! | #DIV/0! | #DIV/0! | #DIV/0! | #DIV/0! | #DIV/0! | #DIV/0! | #DIV/0! | #DIV/0! | #DIV/0! | #DIV/0! | #DIV/0! | #DIV/0! | #DIV/0! | #DIV/0! | 0 | 0 | #DIV/0! | #DIV/0! | #DIV/0! | #DIV/0! | #DIV/0! | #DIV/0! | #DIV/0! | #DIV/0! | #DIV/0! | #DIV/0! | #DIV/0! | #DIV/0! | #DIV/0! | #DIV/0! | #DIV/0! | #DIV/0! | #DIV/0! | #DIV/0! | #DIV/0! | #DIV/0! | #DIV/0! | #DIV/0! | #DIV/0! | #DIV/0! | #DIV/0! | #DIV/0! | 4 | 2 | 1 | 0 | 0 | 0 | 0 | 0 | #N/A | #N/A | #N/A | #N/A | #N/A | #N/A | #N/A | #N/A | #N/A | #N/A | #N/A | #N/A | #N/A | #N/A | #N/A | #N/A | #DIV/0! | #DIV/0! | #DIV/0! | #DIV/0! | #DIV/0! | #DIV/0! | #DIV/0! | #DIV/0! | #DIV/0! | #DIV/0! | #DIV/0! | #DIV/0! | #DIV/0! | #DIV/0! | #DIV/0! | #DIV/0! | #DIV/0! | #DIV/0! | #DIV/0! | #DIV/0! | #DIV/0! | #DIV/0! | #DIV/0! | #DIV/0! | #DIV/0! | #DIV/0! | #DIV/0! | #DIV/0! | #DIV/0! | #DIV/0! | #DIV/0! | #DIV/0! | #DIV/0! | #DIV/0! | #DIV/0! | #DIV/0!
0 | 0 | #DIV/0! | #DIV/0! | #DIV/0! | #DIV/0! | #DIV/0! | #DIV/0! | #DIV/0! | #DIV/0! | #DIV/0! | #DIV/0! | #DIV/0! | #DIV/0! | #DIV/0! | #DIV/0! | #DIV/0! | #DIV/0! | 0 | 0 | #DIV/0! | #DIV/0! | #DIV/0! | #DIV/0! | #DIV/0! | #DIV/0! | #DIV/0! | #DIV/0! | #DIV/0! | #DIV/0! | #DIV/0! | #DIV/0! | #DIV/0! | #DIV/0! | #DIV/0! | #DIV/0! | #DIV/0! | #DIV/0! | #DIV/0! | #DIV/0! | #DIV/0! | #DIV/0! | #DIV/0! | #DIV/0! | #DIV/0! | #DIV/0! | 4 | 2 | 1 | 0 | 0 | 0 | 0 | 0 | #N/A | #N/A | #N/A | #N/A | #N/A | #N/A | #N/A | #N/A | #N/A | #N/A | #N/A | #N/A | #N/A | #N/A | #N/A | #N/A | #DIV/0! | #DIV/0! | #DIV/0! | #DIV/0! | #DIV/0! | #DIV/0! | #DIV/0! | #DIV/0! | #DIV/0! | #DIV/0! | #DIV/0! | #DIV/0! | #DIV/0! | #DIV/0! | #DIV/0! | #DIV/0! | #DIV/0! | #DIV/0! | #DIV/0! | #DIV/0! | #DIV/0! | #DIV/0! | #DIV/0! | #DIV/0! | #DIV/0! | #DIV/0! | #DIV/0! | #DIV/0! | #DIV/0! | #DIV/0! | #DIV/0! | #DIV/0! | #DIV/0! | #DIV/0! | #DIV/0! | #DIV/0!
0 | 0 | #DIV/0! | #DIV/0! | #DIV/0! | #DIV/0! | #DIV/0! | #DIV/0! | #DIV/0! | #DIV/0! | #DIV/0! | #DIV/0! | #DIV/0! | #DIV/0! | #DIV/0! | #DIV/0! | #DIV/0! | #DIV/0! | 0 | 0 | #DIV/0! | #DIV/0! | #DIV/0! | #DIV/0! | #DIV/0! | #DIV/0! | #DIV/0! | #DIV/0! | #DIV/0! | #DIV/0! | #DIV/0! | #DIV/0! | #DIV/0! | #DIV/0! | #DIV/0! | #DIV/0! | #DIV/0! | #DIV/0! | #DIV/0! | #DIV/0! | #DIV/0! | #DIV/0! | #DIV/0! | #DIV/0! | #DIV/0! | #DIV/0! | 4 | 2 | 1 | 0 | 0 | 0 | 0 | 0 | #N/A | #N/A | #N/A | #N/A | #N/A | #N/A | #N/A | #N/A | #N/A | #N/A | #N/A | #N/A | #N/A | #N/A | #N/A | #N/A | #DIV/0! | #DIV/0! | #DIV/0! | #DIV/0! | #DIV/0! | #DIV/0! | #DIV/0! | #DIV/0! | #DIV/0! | #DIV/0! | #DIV/0! | #DIV/0! | #DIV/0! | #DIV/0! | #DIV/0! | #DIV/0! | #DIV/0! | #DIV/0! | #DIV/0! | #DIV/0! | #DIV/0! | #DIV/0! | #DIV/0! | #DIV/0! | #DIV/0! | #DIV/0! | #DIV/0! | #DIV/0! | #DIV/0! | #DIV/0! | #DIV/0! | #DIV/0! | #DIV/0! | #DIV/0! | #DIV/0! | #DIV/0!
0 | 0 | #DIV/0! | #DIV/0! | #DIV/0! | #DIV/0! | #DIV/0! | #DIV/0! | #DIV/0! | #DIV/0! | #DIV/0! | #DIV/0! | #DIV/0! | #DIV/0! | #DIV/0! | #DIV/0! | #DIV/0! | #DIV/0! | 0 | 0 | #DIV/0! | #DIV/0! | #DIV/0! | #DIV/0! | #DIV/0! | #DIV/0! | #DIV/0! | #DIV/0! | #DIV/0! | #DIV/0! | #DIV/0! | #DIV/0! | #DIV/0! | #DIV/0! | #DIV/0! | #DIV/0! | #DIV/0! | #DIV/0! | #DIV/0! | #DIV/0! | #DIV/0! | #DIV/0! | #DIV/0! | #DIV/0! | #DIV/0! | #DIV/0! | 4 | 2 | 1 | 0 | 0 | 0 | 0 | 0 | #N/A | #N/A | #N/A | #N/A | #N/A | #N/A | #N/A | #N/A | #N/A | #N/A | #N/A | #N/A | #N/A | #N/A | #N/A | #N/A | #DIV/0! | #DIV/0! | #DIV/0! | #DIV/0! | #DIV/0! | #DIV/0! | #DIV/0! | #DIV/0! | #DIV/0! | #DIV/0! | #DIV/0! | #DIV/0! | #DIV/0! | #DIV/0! | #DIV/0! | #DIV/0! | #DIV/0! | #DIV/0! | #DIV/0! | #DIV/0! | #DIV/0! | #DIV/0! | #DIV/0! | #DIV/0! | #DIV/0! | #DIV/0! | #DIV/0! | #DIV/0! | #DIV/0! | #DIV/0! | #DIV/0! | #DIV/0! | #DIV/0! | #DIV/0! | #DIV/0! | #DIV/0!
0 | 0 | #DIV/0! | #DIV/0! | #DIV/0! | #DIV/0! | #DIV/0! | #DIV/0! | #DIV/0! | #DIV/0! | #DIV/0! | #DIV/0! | #DIV/0! | #DIV/0! | #DIV/0! | #DIV/0! | #DIV/0! | #DIV/0! | 0 | 0 | #DIV/0! | #DIV/0! | #DIV/0! | #DIV/0! | #DIV/0! | #DIV/0! | #DIV/0! | #DIV/0! | #DIV/0! | #DIV/0! | #DIV/0! | #DIV/0! | #DIV/0! | #DIV/0! | #DIV/0! | #DIV/0! | #DIV/0! | #DIV/0! | #DIV/0! | #DIV/0! | #DIV/0! | #DIV/0! | #DIV/0! | #DIV/0! | #DIV/0! | #DIV/0! | 4 | 2 | 1 | 0 | 0 | 0 | 0 | 0 | #N/A | #N/A | #N/A | #N/A | #N/A | #N/A | #N/A | #N/A | #N/A | #N/A | #N/A | #N/A | #N/A | #N/A | #N/A | #N/A | #DIV/0! | #DIV/0! | #DIV/0! | #DIV/0! | #DIV/0! | #DIV/0! | #DIV/0! | #DIV/0! | #DIV/0! | #DIV/0! | #DIV/0! | #DIV/0! | #DIV/0! | #DIV/0! | #DIV/0! | #DIV/0! | #DIV/0! | #DIV/0! | #DIV/0! | #DIV/0! | #DIV/0! | #DIV/0! | #DIV/0! | #DIV/0! | #DIV/0! | #DIV/0! | #DIV/0! | #DIV/0! | #DIV/0! | #DIV/0! | #DIV/0! | #DIV/0! | #DIV/0! | #DIV/0! | #DIV/0! | #DIV/0!
0 | 0 | #DIV/0! | #DIV/0! | #DIV/0! | #DIV/0! | #DIV/0! | #DIV/0! | #DIV/0! | #DIV/0! | #DIV/0! | #DIV/0! | #DIV/0! | #DIV/0! | #DIV/0! | #DIV/0! | #DIV/0! | #DIV/0! | 0 | 0 | #DIV/0! | #DIV/0! | #DIV/0! | #DIV/0! | #DIV/0! | #DIV/0! | #DIV/0! | #DIV/0! | #DIV/0! | #DIV/0! | #DIV/0! | #DIV/0! | #DIV/0! | #DIV/0! | #DIV/0! | #DIV/0! | #DIV/0! | #DIV/0! | #DIV/0! | #DIV/0! | #DIV/0! | #DIV/0! | #DIV/0! | #DIV/0! | #DIV/0! | #DIV/0! | 4 | 2 | 1 | 0 | 0 | 0 | 0 | 0 | #N/A | #N/A | #N/A | #N/A | #N/A | #N/A | #N/A | #N/A | #N/A | #N/A | #N/A | #N/A | #N/A | #N/A | #N/A | #N/A | #DIV/0! | #DIV/0! | #DIV/0! | #DIV/0! | #DIV/0! | #DIV/0! | #DIV/0! | #DIV/0! | #DIV/0! | #DIV/0! | #DIV/0! | #DIV/0! | #DIV/0! | #DIV/0! | #DIV/0! | #DIV/0! | #DIV/0! | #DIV/0! | #DIV/0! | #DIV/0! | #DIV/0! | #DIV/0! | #DIV/0! | #DIV/0! | #DIV/0! | #DIV/0! | #DIV/0! | #DIV/0! | #DIV/0! | #DIV/0! | #DIV/0! | #DIV/0! | #DIV/0! | #DIV/0! | #DIV/0! | #DIV/0!
0 | 0 | #DIV/0! | #DIV/0! | #DIV/0! | #DIV/0! | #DIV/0! | #DIV/0! | #DIV/0! | #DIV/0! | #DIV/0! | #DIV/0! | #DIV/0! | #DIV/0! | #DIV/0! | #DIV/0! | #DIV/0! | #DIV/0! | 0 | 0 | #DIV/0! | #DIV/0! | #DIV/0! | #DIV/0! | #DIV/0! | #DIV/0! | #DIV/0! | #DIV/0! | #DIV/0! | #DIV/0! | #DIV/0! | #DIV/0! | #DIV/0! | #DIV/0! | #DIV/0! | #DIV/0! | #DIV/0! | #DIV/0! | #DIV/0! | #DIV/0! | #DIV/0! | #DIV/0! | #DIV/0! | #DIV/0! | #DIV/0! | #DIV/0! | 4 | 2 | 1 | 0 | 0 | 0 | 0 | 0 | #N/A | #N/A | #N/A | #N/A | #N/A | #N/A | #N/A | #N/A | #N/A | #N/A | #N/A | #N/A | #N/A | #N/A | #N/A | #N/A | #DIV/0! | #DIV/0! | #DIV/0! | #DIV/0! | #DIV/0! | #DIV/0! | #DIV/0! | #DIV/0! | #DIV/0! | #DIV/0! | #DIV/0! | #DIV/0! | #DIV/0! | #DIV/0! | #DIV/0! | #DIV/0! | #DIV/0! | #DIV/0! | #DIV/0! | #DIV/0! | #DIV/0! | #DIV/0! | #DIV/0! | #DIV/0! | #DIV/0! | #DIV/0! | #DIV/0! | #DIV/0! | #DIV/0! | #DIV/0! | #DIV/0! | #DIV/0! | #DIV/0! | #DIV/0! | #DIV/0! | #DIV/0!
0 | 0 | #DIV/0! | #DIV/0! | #DIV/0! | #DIV/0! | #DIV/0! | #DIV/0! | #DIV/0! | #DIV/0! | #DIV/0! | #DIV/0! | #DIV/0! | #DIV/0! | #DIV/0! | #DIV/0! | #DIV/0! | #DIV/0! | 0 | 0 | #DIV/0! | #DIV/0! | #DIV/0! | #DIV/0! | #DIV/0! | #DIV/0! | #DIV/0! | #DIV/0! | #DIV/0! | #DIV/0! | #DIV/0! | #DIV/0! | #DIV/0! | #DIV/0! | #DIV/0! | #DIV/0! | #DIV/0! | #DIV/0! | #DIV/0! | #DIV/0! | #DIV/0! | #DIV/0! | #DIV/0! | #DIV/0! | #DIV/0! | #DIV/0! | 4 | 2 | 1 | 0 | 0 | 0 | 0 | 0 | #N/A | #N/A | #N/A | #N/A | #N/A | #N/A | #N/A | #N/A | #N/A | #N/A | #N/A | #N/A | #N/A | #N/A | #N/A | #N/A | #DIV/0! | #DIV/0! | #DIV/0! | #DIV/0! | #DIV/0! | #DIV/0! | #DIV/0! | #DIV/0! | #DIV/0! | #DIV/0! | #DIV/0! | #DIV/0! | #DIV/0! | #DIV/0! | #DIV/0! | #DIV/0! | #DIV/0! | #DIV/0! | #DIV/0! | #DIV/0! | #DIV/0! | #DIV/0! | #DIV/0! | #DIV/0! | #DIV/0! | #DIV/0! | #DIV/0! | #DIV/0! | #DIV/0! | #DIV/0! | #DIV/0! | #DIV/0! | #DIV/0! | #DIV/0! | #DIV/0! | #DIV/0!
0 | 0 | #DIV/0! | #DIV/0! | #DIV/0! | #DIV/0! | #DIV/0! | #DIV/0! | #DIV/0! | #DIV/0! | #DIV/0! | #DIV/0! | #DIV/0! | #DIV/0! | #DIV/0! | #DIV/0! | #DIV/0! | #DIV/0! | 0 | 0 | #DIV/0! | #DIV/0! | #DIV/0! | #DIV/0! | #DIV/0! | #DIV/0! | #DIV/0! | #DIV/0! | #DIV/0! | #DIV/0! | #DIV/0! | #DIV/0! | #DIV/0! | #DIV/0! | #DIV/0! | #DIV/0! | #DIV/0! | #DIV/0! | #DIV/0! | #DIV/0! | #DIV/0! | #DIV/0! | #DIV/0! | #DIV/0! | #DIV/0! | #DIV/0! | 4 | 2 | 1 | 0 | 0 | 0 | 0 | 0 | #N/A | #N/A | #N/A | #N/A | #N/A | #N/A | #N/A | #N/A | #N/A | #N/A | #N/A | #N/A | #N/A | #N/A | #N/A | #N/A | #DIV/0! | #DIV/0! | #DIV/0! | #DIV/0! | #DIV/0! | #DIV/0! | #DIV/0! | #DIV/0! | #DIV/0! | #DIV/0! | #DIV/0! | #DIV/0! | #DIV/0! | #DIV/0! | #DIV/0! | #DIV/0! | #DIV/0! | #DIV/0! | #DIV/0! | #DIV/0! | #DIV/0! | #DIV/0! | #DIV/0! | #DIV/0! | #DIV/0! | #DIV/0! | #DIV/0! | #DIV/0! | #DIV/0! | #DIV/0! | #DIV/0! | #DIV/0! | #DIV/0! | #DIV/0! | #DIV/0! | #DIV/0!
0 | 0 | #DIV/0! | #DIV/0! | #DIV/0! | #DIV/0! | #DIV/0! | #DIV/0! | #DIV/0! | #DIV/0! | #DIV/0! | #DIV/0! | #DIV/0! | #DIV/0! | #DIV/0! | #DIV/0! | #DIV/0! | #DIV/0! | 0 | 0 | #DIV/0! | #DIV/0! | #DIV/0! | #DIV/0! | #DIV/0! | #DIV/0! | #DIV/0! | #DIV/0! | #DIV/0! | #DIV/0! | #DIV/0! | #DIV/0! | #DIV/0! | #DIV/0! | #DIV/0! | #DIV/0! | #DIV/0! | #DIV/0! | #DIV/0! | #DIV/0! | #DIV/0! | #DIV/0! | #DIV/0! | #DIV/0! | #DIV/0! | #DIV/0! | 4 | 2 | 1 | 0 | 0 | 0 | 0 | 0 | #N/A | #N/A | #N/A | #N/A | #N/A | #N/A | #N/A | #N/A | #N/A | #N/A | #N/A | #N/A | #N/A | #N/A | #N/A | #N/A | #DIV/0! | #DIV/0! | #DIV/0! | #DIV/0! | #DIV/0! | #DIV/0! | #DIV/0! | #DIV/0! | #DIV/0! | #DIV/0! | #DIV/0! | #DIV/0! | #DIV/0! | #DIV/0! | #DIV/0! | #DIV/0! | #DIV/0! | #DIV/0! | #DIV/0! | #DIV/0! | #DIV/0! | #DIV/0! | #DIV/0! | #DIV/0! | #DIV/0! | #DIV/0! | #DIV/0! | #DIV/0! | #DIV/0! | #DIV/0! | #DIV/0! | #DIV/0! | #DIV/0! | #DIV/0! | #DIV/0! | #DIV/0!
0 | 0 | #DIV/0! | #DIV/0! | #DIV/0! | #DIV/0! | #DIV/0! | #DIV/0! | #DIV/0! | #DIV/0! | #DIV/0! | #DIV/0! | #DIV/0! | #DIV/0! | #DIV/0! | #DIV/0! | #DIV/0! | #DIV/0! | 0 | 0 | #DIV/0! | #DIV/0! | #DIV/0! | #DIV/0! | #DIV/0! | #DIV/0! | #DIV/0! | #DIV/0! | #DIV/0! | #DIV/0! | #DIV/0! | #DIV/0! | #DIV/0! | #DIV/0! | #DIV/0! | #DIV/0! | #DIV/0! | #DIV/0! | #DIV/0! | #DIV/0! | #DIV/0! | #DIV/0! | #DIV/0! | #DIV/0! | #DIV/0! | #DIV/0! | 4 | 2 | 1 | 0 | 0 | 0 | 0 | 0 | #N/A | #N/A | #N/A | #N/A | #N/A | #N/A | #N/A | #N/A | #N/A | #N/A | #N/A | #N/A | #N/A | #N/A | #N/A | #N/A | #DIV/0! | #DIV/0! | #DIV/0! | #DIV/0! | #DIV/0! | #DIV/0! | #DIV/0! | #DIV/0! | #DIV/0! | #DIV/0! | #DIV/0! | #DIV/0! | #DIV/0! | #DIV/0! | #DIV/0! | #DIV/0! | #DIV/0! | #DIV/0! | #DIV/0! | #DIV/0! | #DIV/0! | #DIV/0! | #DIV/0! | #DIV/0! | #DIV/0! | #DIV/0! | #DIV/0! | #DIV/0! | #DIV/0! | #DIV/0! | #DIV/0! | #DIV/0! | #DIV/0! | #DIV/0! | #DIV/0! | #DIV/0!
0 | 0 | #DIV/0! | #DIV/0! | #DIV/0! | #DIV/0! | #DIV/0! | #DIV/0! | #DIV/0! | #DIV/0! | #DIV/0! | #DIV/0! | #DIV/0! | #DIV/0! | #DIV/0! | #DIV/0! | #DIV/0! | #DIV/0! | 0 | 0 | #DIV/0! | #DIV/0! | #DIV/0! | #DIV/0! | #DIV/0! | #DIV/0! | #DIV/0! | #DIV/0! | #DIV/0! | #DIV/0! | #DIV/0! | #DIV/0! | #DIV/0! | #DIV/0! | #DIV/0! | #DIV/0! | #DIV/0! | #DIV/0! | #DIV/0! | #DIV/0! | #DIV/0! | #DIV/0! | #DIV/0! | #DIV/0! | #DIV/0! | #DIV/0! | 4 | 2 | 1 | 0 | 0 | 0 | 0 | 0 | #N/A | #N/A | #N/A | #N/A | #N/A | #N/A | #N/A | #N/A | #N/A | #N/A | #N/A | #N/A | #N/A | #N/A | #N/A | #N/A | #DIV/0! | #DIV/0! | #DIV/0! | #DIV/0! | #DIV/0! | #DIV/0! | #DIV/0! | #DIV/0! | #DIV/0! | #DIV/0! | #DIV/0! | #DIV/0! | #DIV/0! | #DIV/0! | #DIV/0! | #DIV/0! | #DIV/0! | #DIV/0! | #DIV/0! | #DIV/0! | #DIV/0! | #DIV/0! | #DIV/0! | #DIV/0! | #DIV/0! | #DIV/0! | #DIV/0! | #DIV/0! | #DIV/0! | #DIV/0! | #DIV/0! | #DIV/0! | #DIV/0! | #DIV/0! | #DIV/0! | #DIV/0!
0 | 0 | #DIV/0! | #DIV/0! | #DIV/0! | #DIV/0! | #DIV/0! | #DIV/0! | #DIV/0! | #DIV/0! | #DIV/0! | #DIV/0! | #DIV/0! | #DIV/0! | #DIV/0! | #DIV/0! | #DIV/0! | #DIV/0! | 0 | 0 | #DIV/0! | #DIV/0! | #DIV/0! | #DIV/0! | #DIV/0! | #DIV/0! | #DIV/0! | #DIV/0! | #DIV/0! | #DIV/0! | #DIV/0! | #DIV/0! | #DIV/0! | #DIV/0! | #DIV/0! | #DIV/0! | #DIV/0! | #DIV/0! | #DIV/0! | #DIV/0! | #DIV/0! | #DIV/0! | #DIV/0! | #DIV/0! | #DIV/0! | #DIV/0! | 4 | 2 | 1 | 0 | 0 | 0 | 0 | 0 | #N/A | #N/A | #N/A | #N/A | #N/A | #N/A | #N/A | #N/A | #N/A | #N/A | #N/A | #N/A | #N/A | #N/A | #N/A | #N/A | #DIV/0! | #DIV/0! | #DIV/0! | #DIV/0! | #DIV/0! | #DIV/0! | #DIV/0! | #DIV/0! | #DIV/0! | #DIV/0! | #DIV/0! | #DIV/0! | #DIV/0! | #DIV/0! | #DIV/0! | #DIV/0! | #DIV/0! | #DIV/0! | #DIV/0! | #DIV/0! | #DIV/0! | #DIV/0! | #DIV/0! | #DIV/0! | #DIV/0! | #DIV/0! | #DIV/0! | #DIV/0! | #DIV/0! | #DIV/0! | #DIV/0! | #DIV/0! | #DIV/0! | #DIV/0! | #DIV/0! | #DIV/0!
0 | 0 | #DIV/0! | #DIV/0! | #DIV/0! | #DIV/0! | #DIV/0! | #DIV/0! | #DIV/0! | #DIV/0! | #DIV/0! | #DIV/0! | #DIV/0! | #DIV/0! | #DIV/0! | #DIV/0! | #DIV/0! | #DIV/0! | 0 | 0 | #DIV/0! | #DIV/0! | #DIV/0! | #DIV/0! | #DIV/0! | #DIV/0! | #DIV/0! | #DIV/0! | #DIV/0! | #DIV/0! | #DIV/0! | #DIV/0! | #DIV/0! | #DIV/0! | #DIV/0! | #DIV/0! | #DIV/0! | #DIV/0! | #DIV/0! | #DIV/0! | #DIV/0! | #DIV/0! | #DIV/0! | #DIV/0! | #DIV/0! | #DIV/0! | 4 | 2 | 1 | 0 | 0 | 0 | 0 | 0 | #N/A | #N/A | #N/A | #N/A | #N/A | #N/A | #N/A | #N/A | #N/A | #N/A | #N/A | #N/A | #N/A | #N/A | #N/A | #N/A | #DIV/0! | #DIV/0! | #DIV/0! | #DIV/0! | #DIV/0! | #DIV/0! | #DIV/0! | #DIV/0! | #DIV/0! | #DIV/0! | #DIV/0! | #DIV/0! | #DIV/0! | #DIV/0! | #DIV/0! | #DIV/0! | #DIV/0! | #DIV/0! | #DIV/0! | #DIV/0! | #DIV/0! | #DIV/0! | #DIV/0! | #DIV/0! | #DIV/0! | #DIV/0! | #DIV/0! | #DIV/0! | #DIV/0! | #DIV/0! | #DIV/0! | #DIV/0! | #DIV/0! | #DIV/0! | #DIV/0! | #DIV/0!
0 | 0 | #DIV/0! | #DIV/0! | #DIV/0! | #DIV/0! | #DIV/0! | #DIV/0! | #DIV/0! | #DIV/0! | #DIV/0! | #DIV/0! | #DIV/0! | #DIV/0! | #DIV/0! | #DIV/0! | #DIV/0! | #DIV/0! | 0 | 0 | #DIV/0! | #DIV/0! | #DIV/0! | #DIV/0! | #DIV/0! | #DIV/0! | #DIV/0! | #DIV/0! | #DIV/0! | #DIV/0! | #DIV/0! | #DIV/0! | #DIV/0! | #DIV/0! | #DIV/0! | #DIV/0! | #DIV/0! | #DIV/0! | #DIV/0! | #DIV/0! | #DIV/0! | #DIV/0! | #DIV/0! | #DIV/0! | #DIV/0! | #DIV/0! | 4 | 2 | 1 | 0 | 0 | 0 | 0 | 0 | #N/A | #N/A | #N/A | #N/A | #N/A | #N/A | #N/A | #N/A | #N/A | #N/A | #N/A | #N/A | #N/A | #N/A | #N/A | #N/A | #DIV/0! | #DIV/0! | #DIV/0! | #DIV/0! | #DIV/0! | #DIV/0! | #DIV/0! | #DIV/0! | #DIV/0! | #DIV/0! | #DIV/0! | #DIV/0! | #DIV/0! | #DIV/0! | #DIV/0! | #DIV/0! | #DIV/0! | #DIV/0! | #DIV/0! | #DIV/0! | #DIV/0! | #DIV/0! | #DIV/0! | #DIV/0! | #DIV/0! | #DIV/0! | #DIV/0! | #DIV/0! | #DIV/0! | #DIV/0! | #DIV/0! | #DIV/0! | #DIV/0! | #DIV/0! | #DIV/0! | #DIV/0!
0 | 0 | #DIV/0! | #DIV/0! | #DIV/0! | #DIV/0! | #DIV/0! | #DIV/0! | #DIV/0! | #DIV/0! | #DIV/0! | #DIV/0! | #DIV/0! | #DIV/0! | #DIV/0! | #DIV/0! | #DIV/0! | #DIV/0! | 0 | 0 | #DIV/0! | #DIV/0! | #DIV/0! | #DIV/0! | #DIV/0! | #DIV/0! | #DIV/0! | #DIV/0! | #DIV/0! | #DIV/0! | #DIV/0! | #DIV/0! | #DIV/0! | #DIV/0! | #DIV/0! | #DIV/0! | #DIV/0! | #DIV/0! | #DIV/0! | #DIV/0! | #DIV/0! | #DIV/0! | #DIV/0! | #DIV/0! | #DIV/0! | #DIV/0! | 4 | 2 | 1 | 0 | 0 | 0 | 0 | 0 | #N/A | #N/A | #N/A | #N/A | #N/A | #N/A | #N/A | #N/A | #N/A | #N/A | #N/A | #N/A | #N/A | #N/A | #N/A | #N/A | #DIV/0! | #DIV/0! | #DIV/0! | #DIV/0! | #DIV/0! | #DIV/0! | #DIV/0! | #DIV/0! | #DIV/0! | #DIV/0! | #DIV/0! | #DIV/0! | #DIV/0! | #DIV/0! | #DIV/0! | #DIV/0! | #DIV/0! | #DIV/0! | #DIV/0! | #DIV/0! | #DIV/0! | #DIV/0! | #DIV/0! | #DIV/0! | #DIV/0! | #DIV/0! | #DIV/0! | #DIV/0! | #DIV/0! | #DIV/0! | #DIV/0! | #DIV/0! | #DIV/0! | #DIV/0! | #DIV/0! | #DIV/0!
0 | 0 | #DIV/0! | #DIV/0! | #DIV/0! | #DIV/0! | #DIV/0! | #DIV/0! | #DIV/0! | #DIV/0! | #DIV/0! | #DIV/0! | #DIV/0! | #DIV/0! | #DIV/0! | #DIV/0! | #DIV/0! | #DIV/0! | 0 | 0 | #DIV/0! | #DIV/0! | #DIV/0! | #DIV/0! | #DIV/0! | #DIV/0! | #DIV/0! | #DIV/0! | #DIV/0! | #DIV/0! | #DIV/0! | #DIV/0! | #DIV/0! | #DIV/0! | #DIV/0! | #DIV/0! | #DIV/0! | #DIV/0! | #DIV/0! | #DIV/0! | #DIV/0! | #DIV/0! | #DIV/0! | #DIV/0! | #DIV/0! | #DIV/0! | 4 | 2 | 1 | 0 | 0 | 0 | 0 | 0 | #N/A | #N/A | #N/A | #N/A | #N/A | #N/A | #N/A | #N/A | #N/A | #N/A | #N/A | #N/A | #N/A | #N/A | #N/A | #N/A | #DIV/0! | #DIV/0! | #DIV/0! | #DIV/0! | #DIV/0! | #DIV/0! | #DIV/0! | #DIV/0! | #DIV/0! | #DIV/0! | #DIV/0! | #DIV/0! | #DIV/0! | #DIV/0! | #DIV/0! | #DIV/0! | #DIV/0! | #DIV/0! | #DIV/0! | #DIV/0! | #DIV/0! | #DIV/0! | #DIV/0! | #DIV/0! | #DIV/0! | #DIV/0! | #DIV/0! | #DIV/0! | #DIV/0! | #DIV/0! | #DIV/0! | #DIV/0! | #DIV/0! | #DIV/0! | #DIV/0! | #DIV/0!
0 | 0 | #DIV/0! | #DIV/0! | #DIV/0! | #DIV/0! | #DIV/0! | #DIV/0! | #DIV/0! | #DIV/0! | #DIV/0! | #DIV/0! | #DIV/0! | #DIV/0! | #DIV/0! | #DIV/0! | #DIV/0! | #DIV/0! | 0 | 0 | #DIV/0! | #DIV/0! | #DIV/0! | #DIV/0! | #DIV/0! | #DIV/0! | #DIV/0! | #DIV/0! | #DIV/0! | #DIV/0! | #DIV/0! | #DIV/0! | #DIV/0! | #DIV/0! | #DIV/0! | #DIV/0! | #DIV/0! | #DIV/0! | #DIV/0! | #DIV/0! | #DIV/0! | #DIV/0! | #DIV/0! | #DIV/0! | #DIV/0! | #DIV/0! | 4 | 2 | 1 | 0 | 0 | 0 | 0 | 0 | #N/A | #N/A | #N/A | #N/A | #N/A | #N/A | #N/A | #N/A | #N/A | #N/A | #N/A | #N/A | #N/A | #N/A | #N/A | #N/A | #DIV/0! | #DIV/0! | #DIV/0! | #DIV/0! | #DIV/0! | #DIV/0! | #DIV/0! | #DIV/0! | #DIV/0! | #DIV/0! | #DIV/0! | #DIV/0! | #DIV/0! | #DIV/0! | #DIV/0! | #DIV/0! | #DIV/0! | #DIV/0! | #DIV/0! | #DIV/0! | #DIV/0! | #DIV/0! | #DIV/0! | #DIV/0! | #DIV/0! | #DIV/0! | #DIV/0! | #DIV/0! | #DIV/0! | #DIV/0! | #DIV/0! | #DIV/0! | #DIV/0! | #DIV/0! | #DIV/0! | #DIV/0!
0 | 0 | #DIV/0! | #DIV/0! | #DIV/0! | #DIV/0! | #DIV/0! | #DIV/0! | #DIV/0! | #DIV/0! | #DIV/0! | #DIV/0! | #DIV/0! | #DIV/0! | #DIV/0! | #DIV/0! | #DIV/0! | #DIV/0! | 0 | 0 | #DIV/0! | #DIV/0! | #DIV/0! | #DIV/0! | #DIV/0! | #DIV/0! | #DIV/0! | #DIV/0! | #DIV/0! | #DIV/0! | #DIV/0! | #DIV/0! | #DIV/0! | #DIV/0! | #DIV/0! | #DIV/0! | #DIV/0! | #DIV/0! | #DIV/0! | #DIV/0! | #DIV/0! | #DIV/0! | #DIV/0! | #DIV/0! | #DIV/0! | #DIV/0! | 4 | 2 | 1 | 0 | 0 | 0 | 0 | 0 | #N/A | #N/A | #N/A | #N/A | #N/A | #N/A | #N/A | #N/A | #N/A | #N/A | #N/A | #N/A | #N/A | #N/A | #N/A | #N/A | #DIV/0! | #DIV/0! | #DIV/0! | #DIV/0! | #DIV/0! | #DIV/0! | #DIV/0! | #DIV/0! | #DIV/0! | #DIV/0! | #DIV/0! | #DIV/0! | #DIV/0! | #DIV/0! | #DIV/0! | #DIV/0! | #DIV/0! | #DIV/0! | #DIV/0! | #DIV/0! | #DIV/0! | #DIV/0! | #DIV/0! | #DIV/0! | #DIV/0! | #DIV/0! | #DIV/0! | #DIV/0! | #DIV/0! | #DIV/0! | #DIV/0! | #DIV/0! | #DIV/0! | #DIV/0! | #DIV/0! | #DIV/0!
0 | 0 | #DIV/0! | #DIV/0! | #DIV/0! | #DIV/0! | #DIV/0! | #DIV/0! | #DIV/0! | #DIV/0! | #DIV/0! | #DIV/0! | #DIV/0! | #DIV/0! | #DIV/0! | #DIV/0! | #DIV/0! | #DIV/0! | 0 | 0 | #DIV/0! | #DIV/0! | #DIV/0! | #DIV/0! | #DIV/0! | #DIV/0! | #DIV/0! | #DIV/0! | #DIV/0! | #DIV/0! | #DIV/0! | #DIV/0! | #DIV/0! | #DIV/0! | #DIV/0! | #DIV/0! | #DIV/0! | #DIV/0! | #DIV/0! | #DIV/0! | #DIV/0! | #DIV/0! | #DIV/0! | #DIV/0! | #DIV/0! | #DIV/0! | 4 | 2 | 1 | 0 | 0 | 0 | 0 | 0 | #N/A | #N/A | #N/A | #N/A | #N/A | #N/A | #N/A | #N/A | #N/A | #N/A | #N/A | #N/A | #N/A | #N/A | #N/A | #N/A | #DIV/0! | #DIV/0! | #DIV/0! | #DIV/0! | #DIV/0! | #DIV/0! | #DIV/0! | #DIV/0! | #DIV/0! | #DIV/0! | #DIV/0! | #DIV/0! | #DIV/0! | #DIV/0! | #DIV/0! | #DIV/0! | #DIV/0! | #DIV/0! | #DIV/0! | #DIV/0! | #DIV/0! | #DIV/0! | #DIV/0! | #DIV/0! | #DIV/0! | #DIV/0! | #DIV/0! | #DIV/0! | #DIV/0! | #DIV/0! | #DIV/0! | #DIV/0! | #DIV/0! | #DIV/0! | #DIV/0! | #DIV/0!
0 | 0 | #DIV/0! | #DIV/0! | #DIV/0! | #DIV/0! | #DIV/0! | #DIV/0! | #DIV/0! | #DIV/0! | #DIV/0! | #DIV/0! | #DIV/0! | #DIV/0! | #DIV/0! | #DIV/0! | #DIV/0! | #DIV/0! | 0 | 0 | #DIV/0! | #DIV/0! | #DIV/0! | #DIV/0! | #DIV/0! | #DIV/0! | #DIV/0! | #DIV/0! | #DIV/0! | #DIV/0! | #DIV/0! | #DIV/0! | #DIV/0! | #DIV/0! | #DIV/0! | #DIV/0! | #DIV/0! | #DIV/0! | #DIV/0! | #DIV/0! | #DIV/0! | #DIV/0! | #DIV/0! | #DIV/0! | #DIV/0! | #DIV/0! | 4 | 2 | 1 | 0 | 0 | 0 | 0 | 0 | #N/A | #N/A | #N/A | #N/A | #N/A | #N/A | #N/A | #N/A | #N/A | #N/A | #N/A | #N/A | #N/A | #N/A | #N/A | #N/A | #DIV/0! | #DIV/0! | #DIV/0! | #DIV/0! | #DIV/0! | #DIV/0! | #DIV/0! | #DIV/0! | #DIV/0! | #DIV/0! | #DIV/0! | #DIV/0! | #DIV/0! | #DIV/0! | #DIV/0! | #DIV/0! | #DIV/0! | #DIV/0! | #DIV/0! | #DIV/0! | #DIV/0! | #DIV/0! | #DIV/0! | #DIV/0! | #DIV/0! | #DIV/0! | #DIV/0! | #DIV/0! | #DIV/0! | #DIV/0! | #DIV/0! | #DIV/0! | #DIV/0! | #DIV/0! | #DIV/0! | #DIV/0!
0 | 0 | #DIV/0! | #DIV/0! | #DIV/0! | #DIV/0! | #DIV/0! | #DIV/0! | #DIV/0! | #DIV/0! | #DIV/0! | #DIV/0! | #DIV/0! | #DIV/0! | #DIV/0! | #DIV/0! | #DIV/0! | #DIV/0! | 0 | 0 | #DIV/0! | #DIV/0! | #DIV/0! | #DIV/0! | #DIV/0! | #DIV/0! | #DIV/0! | #DIV/0! | #DIV/0! | #DIV/0! | #DIV/0! | #DIV/0! | #DIV/0! | #DIV/0! | #DIV/0! | #DIV/0! | #DIV/0! | #DIV/0! | #DIV/0! | #DIV/0! | #DIV/0! | #DIV/0! | #DIV/0! | #DIV/0! | #DIV/0! | #DIV/0! | 4 | 2 | 1 | 0 | 0 | 0 | 0 | 0 | #N/A | #N/A | #N/A | #N/A | #N/A | #N/A | #N/A | #N/A | #N/A | #N/A | #N/A | #N/A | #N/A | #N/A | #N/A | #N/A | #DIV/0! | #DIV/0! | #DIV/0! | #DIV/0! | #DIV/0! | #DIV/0! | #DIV/0! | #DIV/0! | #DIV/0! | #DIV/0! | #DIV/0! | #DIV/0! | #DIV/0! | #DIV/0! | #DIV/0! | #DIV/0! | #DIV/0! | #DIV/0! | #DIV/0! | #DIV/0! | #DIV/0! | #DIV/0! | #DIV/0! | #DIV/0! | #DIV/0! | #DIV/0! | #DIV/0! | #DIV/0! | #DIV/0! | #DIV/0! | #DIV/0! | #DIV/0! | #DIV/0! | #DIV/0! | #DIV/0! | #DIV/0!
0 | 0 | #DIV/0! | #DIV/0! | #DIV/0! | #DIV/0! | #DIV/0! | #DIV/0! | #DIV/0! | #DIV/0! | #DIV/0! | #DIV/0! | #DIV/0! | #DIV/0! | #DIV/0! | #DIV/0! | #DIV/0! | #DIV/0! | 0 | 0 | #DIV/0! | #DIV/0! | #DIV/0! | #DIV/0! | #DIV/0! | #DIV/0! | #DIV/0! | #DIV/0! | #DIV/0! | #DIV/0! | #DIV/0! | #DIV/0! | #DIV/0! | #DIV/0! | #DIV/0! | #DIV/0! | #DIV/0! | #DIV/0! | #DIV/0! | #DIV/0! | #DIV/0! | #DIV/0! | #DIV/0! | #DIV/0! | #DIV/0! | #DIV/0! | 4 | 2 | 1 | 0 | 0 | 0 | 0 | 0 | #N/A | #N/A | #N/A | #N/A | #N/A | #N/A | #N/A | #N/A | #N/A | #N/A | #N/A | #N/A | #N/A | #N/A | #N/A | #N/A | #DIV/0! | #DIV/0! | #DIV/0! | #DIV/0! | #DIV/0! | #DIV/0! | #DIV/0! | #DIV/0! | #DIV/0! | #DIV/0! | #DIV/0! | #DIV/0! | #DIV/0! | #DIV/0! | #DIV/0! | #DIV/0! | #DIV/0! | #DIV/0! | #DIV/0! | #DIV/0! | #DIV/0! | #DIV/0! | #DIV/0! | #DIV/0! | #DIV/0! | #DIV/0! | #DIV/0! | #DIV/0! | #DIV/0! | #DIV/0! | #DIV/0! | #DIV/0! | #DIV/0! | #DIV/0! | #DIV/0! | #DIV/0!
0 | 0 | #DIV/0! | #DIV/0! | #DIV/0! | #DIV/0! | #DIV/0! | #DIV/0! | #DIV/0! | #DIV/0! | #DIV/0! | #DIV/0! | #DIV/0! | #DIV/0! | #DIV/0! | #DIV/0! | #DIV/0! | #DIV/0! | 0 | 0 | #DIV/0! | #DIV/0! | #DIV/0! | #DIV/0! | #DIV/0! | #DIV/0! | #DIV/0! | #DIV/0! | #DIV/0! | #DIV/0! | #DIV/0! | #DIV/0! | #DIV/0! | #DIV/0! | #DIV/0! | #DIV/0! | #DIV/0! | #DIV/0! | #DIV/0! | #DIV/0! | #DIV/0! | #DIV/0! | #DIV/0! | #DIV/0! | #DIV/0! | #DIV/0! | 4 | 2 | 1 | 0 | 0 | 0 | 0 | 0 | #N/A | #N/A | #N/A | #N/A | #N/A | #N/A | #N/A | #N/A | #N/A | #N/A | #N/A | #N/A | #N/A | #N/A | #N/A | #N/A | #DIV/0! | #DIV/0! | #DIV/0! | #DIV/0! | #DIV/0! | #DIV/0! | #DIV/0! | #DIV/0! | #DIV/0! | #DIV/0! | #DIV/0! | #DIV/0! | #DIV/0! | #DIV/0! | #DIV/0! | #DIV/0! | #DIV/0! | #DIV/0! | #DIV/0! | #DIV/0! | #DIV/0! | #DIV/0! | #DIV/0! | #DIV/0! | #DIV/0! | #DIV/0! | #DIV/0! | #DIV/0! | #DIV/0! | #DIV/0! | #DIV/0! | #DIV/0! | #DIV/0! | #DIV/0! | #DIV/0! | #DIV/0!
0 | 0 | #DIV/0! | #DIV/0! | #DIV/0! | #DIV/0! | #DIV/0! | #DIV/0! | #DIV/0! | #DIV/0! | #DIV/0! | #DIV/0! | #DIV/0! | #DIV/0! | #DIV/0! | #DIV/0! | #DIV/0! | #DIV/0! | 0 | 0 | #DIV/0! | #DIV/0! | #DIV/0! | #DIV/0! | #DIV/0! | #DIV/0! | #DIV/0! | #DIV/0! | #DIV/0! | #DIV/0! | #DIV/0! | #DIV/0! | #DIV/0! | #DIV/0! | #DIV/0! | #DIV/0! | #DIV/0! | #DIV/0! | #DIV/0! | #DIV/0! | #DIV/0! | #DIV/0! | #DIV/0! | #DIV/0! | #DIV/0! | #DIV/0! | 4 | 2 | 1 | 0 | 0 | 0 | 0 | 0 | #N/A | #N/A | #N/A | #N/A | #N/A | #N/A | #N/A | #N/A | #N/A | #N/A | #N/A | #N/A | #N/A | #N/A | #N/A | #N/A | #DIV/0! | #DIV/0! | #DIV/0! | #DIV/0! | #DIV/0! | #DIV/0! | #DIV/0! | #DIV/0! | #DIV/0! | #DIV/0! | #DIV/0! | #DIV/0! | #DIV/0! | #DIV/0! | #DIV/0! | #DIV/0! | #DIV/0! | #DIV/0! | #DIV/0! | #DIV/0! | #DIV/0! | #DIV/0! | #DIV/0! | #DIV/0! | #DIV/0! | #DIV/0! | #DIV/0! | #DIV/0! | #DIV/0! | #DIV/0! | #DIV/0! | #DIV/0! | #DIV/0! | #DIV/0! | #DIV/0! | #DIV/0!
0 | 0 | #DIV/0! | #DIV/0! | #DIV/0! | #DIV/0! | #DIV/0! | #DIV/0! | #DIV/0! | #DIV/0! | #DIV/0! | #DIV/0! | #DIV/0! | #DIV/0! | #DIV/0! | #DIV/0! | #DIV/0! | #DIV/0! | 0 | 0 | #DIV/0! | #DIV/0! | #DIV/0! | #DIV/0! | #DIV/0! | #DIV/0! | #DIV/0! | #DIV/0! | #DIV/0! | #DIV/0! | #DIV/0! | #DIV/0! | #DIV/0! | #DIV/0! | #DIV/0! | #DIV/0! | #DIV/0! | #DIV/0! | #DIV/0! | #DIV/0! | #DIV/0! | #DIV/0! | #DIV/0! | #DIV/0! | #DIV/0! | #DIV/0! | 4 | 2 | 1 | 0 | 0 | 0 | 0 | 0 | #N/A | #N/A | #N/A | #N/A | #N/A | #N/A | #N/A | #N/A | #N/A | #N/A | #N/A | #N/A | #N/A | #N/A | #N/A | #N/A | #DIV/0! | #DIV/0! | #DIV/0! | #DIV/0! | #DIV/0! | #DIV/0! | #DIV/0! | #DIV/0! | #DIV/0! | #DIV/0! | #DIV/0! | #DIV/0! | #DIV/0! | #DIV/0! | #DIV/0! | #DIV/0! | #DIV/0! | #DIV/0! | #DIV/0! | #DIV/0! | #DIV/0! | #DIV/0! | #DIV/0! | #DIV/0! | #DIV/0! | #DIV/0! | #DIV/0! | #DIV/0! | #DIV/0! | #DIV/0! | #DIV/0! | #DIV/0! | #DIV/0! | #DIV/0! | #DIV/0! | #DIV/0!
0 | 0 | #DIV/0! | #DIV/0! | #DIV/0! | #DIV/0! | #DIV/0! | #DIV/0! | #DIV/0! | #DIV/0! | #DIV/0! | #DIV/0! | #DIV/0! | #DIV/0! | #DIV/0! | #DIV/0! | #DIV/0! | #DIV/0! | 0 | 0 | #DIV/0! | #DIV/0! | #DIV/0! | #DIV/0! | #DIV/0! | #DIV/0! | #DIV/0! | #DIV/0! | #DIV/0! | #DIV/0! | #DIV/0! | #DIV/0! | #DIV/0! | #DIV/0! | #DIV/0! | #DIV/0! | #DIV/0! | #DIV/0! | #DIV/0! | #DIV/0! | #DIV/0! | #DIV/0! | #DIV/0! | #DIV/0! | #DIV/0! | #DIV/0! | 4 | 2 | 1 | 0 | 0 | 0 | 0 | 0 | #N/A | #N/A | #N/A | #N/A | #N/A | #N/A | #N/A | #N/A | #N/A | #N/A | #N/A | #N/A | #N/A | #N/A | #N/A | #N/A | #DIV/0! | #DIV/0! | #DIV/0! | #DIV/0! | #DIV/0! | #DIV/0! | #DIV/0! | #DIV/0! | #DIV/0! | #DIV/0! | #DIV/0! | #DIV/0! | #DIV/0! | #DIV/0! | #DIV/0! | #DIV/0! | #DIV/0! | #DIV/0! | #DIV/0! | #DIV/0! | #DIV/0! | #DIV/0! | #DIV/0! | #DIV/0! | #DIV/0! | #DIV/0! | #DIV/0! | #DIV/0! | #DIV/0! | #DIV/0! | #DIV/0! | #DIV/0! | #DIV/0! | #DIV/0! | #DIV/0! | #DIV/0!
0 | 0 | #DIV/0! | #DIV/0! | #DIV/0! | #DIV/0! | #DIV/0! | #DIV/0! | #DIV/0! | #DIV/0! | #DIV/0! | #DIV/0! | #DIV/0! | #DIV/0! | #DIV/0! | #DIV/0! | #DIV/0! | #DIV/0! | 0 | 0 | #DIV/0! | #DIV/0! | #DIV/0! | #DIV/0! | #DIV/0! | #DIV/0! | #DIV/0! | #DIV/0! | #DIV/0! | #DIV/0! | #DIV/0! | #DIV/0! | #DIV/0! | #DIV/0! | #DIV/0! | #DIV/0! | #DIV/0! | #DIV/0! | #DIV/0! | #DIV/0! | #DIV/0! | #DIV/0! | #DIV/0! | #DIV/0! | #DIV/0! | #DIV/0! | 4 | 2 | 1 | 0 | 0 | 0 | 0 | 0 | #N/A | #N/A | #N/A | #N/A | #N/A | #N/A | #N/A | #N/A | #N/A | #N/A | #N/A | #N/A | #N/A | #N/A | #N/A | #N/A | #DIV/0! | #DIV/0! | #DIV/0! | #DIV/0! | #DIV/0! | #DIV/0! | #DIV/0! | #DIV/0! | #DIV/0! | #DIV/0! | #DIV/0! | #DIV/0! | #DIV/0! | #DIV/0! | #DIV/0! | #DIV/0! | #DIV/0! | #DIV/0! | #DIV/0! | #DIV/0! | #DIV/0! | #DIV/0! | #DIV/0! | #DIV/0! | #DIV/0! | #DIV/0! | #DIV/0! | #DIV/0! | #DIV/0! | #DIV/0! | #DIV/0! | #DIV/0! | #DIV/0! | #DIV/0! | #DIV/0! | #DIV/0!
0 | 0 | #DIV/0! | #DIV/0! | #DIV/0! | #DIV/0! | #DIV/0! | #DIV/0! | #DIV/0! | #DIV/0! | #DIV/0! | #DIV/0! | #DIV/0! | #DIV/0! | #DIV/0! | #DIV/0! | #DIV/0! | #DIV/0! | 0 | 0 | #DIV/0! | #DIV/0! | #DIV/0! | #DIV/0! | #DIV/0! | #DIV/0! | #DIV/0! | #DIV/0! | #DIV/0! | #DIV/0! | #DIV/0! | #DIV/0! | #DIV/0! | #DIV/0! | #DIV/0! | #DIV/0! | #DIV/0! | #DIV/0! | #DIV/0! | #DIV/0! | #DIV/0! | #DIV/0! | #DIV/0! | #DIV/0! | #DIV/0! | #DIV/0! | 4 | 2 | 1 | 0 | 0 | 0 | 0 | 0 | #N/A | #N/A | #N/A | #N/A | #N/A | #N/A | #N/A | #N/A | #N/A | #N/A | #N/A | #N/A | #N/A | #N/A | #N/A | #N/A | #DIV/0! | #DIV/0! | #DIV/0! | #DIV/0! | #DIV/0! | #DIV/0! | #DIV/0! | #DIV/0! | #DIV/0! | #DIV/0! | #DIV/0! | #DIV/0! | #DIV/0! | #DIV/0! | #DIV/0! | #DIV/0! | #DIV/0! | #DIV/0! | #DIV/0! | #DIV/0! | #DIV/0! | #DIV/0! | #DIV/0! | #DIV/0! | #DIV/0! | #DIV/0! | #DIV/0! | #DIV/0! | #DIV/0! | #DIV/0! | #DIV/0! | #DIV/0! | #DIV/0! | #DIV/0! | #DIV/0! | #DIV/0!
0 | 0 | #DIV/0! | #DIV/0! | #DIV/0! | #DIV/0! | #DIV/0! | #DIV/0! | #DIV/0! | #DIV/0! | #DIV/0! | #DIV/0! | #DIV/0! | #DIV/0! | #DIV/0! | #DIV/0! | #DIV/0! | #DIV/0! | 0 | 0 | #DIV/0! | #DIV/0! | #DIV/0! | #DIV/0! | #DIV/0! | #DIV/0! | #DIV/0! | #DIV/0! | #DIV/0! | #DIV/0! | #DIV/0! | #DIV/0! | #DIV/0! | #DIV/0! | #DIV/0! | #DIV/0! | #DIV/0! | #DIV/0! | #DIV/0! | #DIV/0! | #DIV/0! | #DIV/0! | #DIV/0! | #DIV/0! | #DIV/0! | #DIV/0! | 4 | 2 | 1 | 0 | 0 | 0 | 0 | 0 | #N/A | #N/A | #N/A | #N/A | #N/A | #N/A | #N/A | #N/A | #N/A | #N/A | #N/A | #N/A | #N/A | #N/A | #N/A | #N/A | #DIV/0! | #DIV/0! | #DIV/0! | #DIV/0! | #DIV/0! | #DIV/0! | #DIV/0! | #DIV/0! | #DIV/0! | #DIV/0! | #DIV/0! | #DIV/0! | #DIV/0! | #DIV/0! | #DIV/0! | #DIV/0! | #DIV/0! | #DIV/0! | #DIV/0! | #DIV/0! | #DIV/0! | #DIV/0! | #DIV/0! | #DIV/0! | #DIV/0! | #DIV/0! | #DIV/0! | #DIV/0! | #DIV/0! | #DIV/0! | #DIV/0! | #DIV/0! | #DIV/0! | #DIV/0! | #DIV/0! | #DIV/0!
0 | 0 | #DIV/0! | #DIV/0! | #DIV/0! | #DIV/0! | #DIV/0! | #DIV/0! | #DIV/0! | #DIV/0! | #DIV/0! | #DIV/0! | #DIV/0! | #DIV/0! | #DIV/0! | #DIV/0! | #DIV/0! | #DIV/0! | 0 | 0 | #DIV/0! | #DIV/0! | #DIV/0! | #DIV/0! | #DIV/0! | #DIV/0! | #DIV/0! | #DIV/0! | #DIV/0! | #DIV/0! | #DIV/0! | #DIV/0! | #DIV/0! | #DIV/0! | #DIV/0! | #DIV/0! | #DIV/0! | #DIV/0! | #DIV/0! | #DIV/0! | #DIV/0! | #DIV/0! | #DIV/0! | #DIV/0! | #DIV/0! | #DIV/0! | 4 | 2 | 1 | 0 | 0 | 0 | 0 | 0 | #N/A | #N/A | #N/A | #N/A | #N/A | #N/A | #N/A | #N/A | #N/A | #N/A | #N/A | #N/A | #N/A | #N/A | #N/A | #N/A | #DIV/0! | #DIV/0! | #DIV/0! | #DIV/0! | #DIV/0! | #DIV/0! | #DIV/0! | #DIV/0! | #DIV/0! | #DIV/0! | #DIV/0! | #DIV/0! | #DIV/0! | #DIV/0! | #DIV/0! | #DIV/0! | #DIV/0! | #DIV/0! | #DIV/0! | #DIV/0! | #DIV/0! | #DIV/0! | #DIV/0! | #DIV/0! | #DIV/0! | #DIV/0! | #DIV/0! | #DIV/0! | #DIV/0! | #DIV/0! | #DIV/0! | #DIV/0! | #DIV/0! | #DIV/0! | #DIV/0! | #DIV/0!
0 | 0 | #DIV/0! | #DIV/0! | #DIV/0! | #DIV/0! | #DIV/0! | #DIV/0! | #DIV/0! | #DIV/0! | #DIV/0! | #DIV/0! | #DIV/0! | #DIV/0! | #DIV/0! | #DIV/0! | #DIV/0! | #DIV/0! | 0 | 0 | #DIV/0! | #DIV/0! | #DIV/0! | #DIV/0! | #DIV/0! | #DIV/0! | #DIV/0! | #DIV/0! | #DIV/0! | #DIV/0! | #DIV/0! | #DIV/0! | #DIV/0! | #DIV/0! | #DIV/0! | #DIV/0! | #DIV/0! | #DIV/0! | #DIV/0! | #DIV/0! | #DIV/0! | #DIV/0! | #DIV/0! | #DIV/0! | #DIV/0! | #DIV/0! | 4 | 2 | 1 | 0 | 0 | 0 | 0 | 0 | #N/A | #N/A | #N/A | #N/A | #N/A | #N/A | #N/A | #N/A | #N/A | #N/A | #N/A | #N/A | #N/A | #N/A | #N/A | #N/A | #DIV/0! | #DIV/0! | #DIV/0! | #DIV/0! | #DIV/0! | #DIV/0! | #DIV/0! | #DIV/0! | #DIV/0! | #DIV/0! | #DIV/0! | #DIV/0! | #DIV/0! | #DIV/0! | #DIV/0! | #DIV/0! | #DIV/0! | #DIV/0! | #DIV/0! | #DIV/0! | #DIV/0! | #DIV/0! | #DIV/0! | #DIV/0! | #DIV/0! | #DIV/0! | #DIV/0! | #DIV/0! | #DIV/0! | #DIV/0! | #DIV/0! | #DIV/0! | #DIV/0! | #DIV/0! | #DIV/0! | #DIV/0!
0 | 0 | #DIV/0! | #DIV/0! | #DIV/0! | #DIV/0! | #DIV/0! | #DIV/0! | #DIV/0! | #DIV/0! | #DIV/0! | #DIV/0! | #DIV/0! | #DIV/0! | #DIV/0! | #DIV/0! | #DIV/0! | #DIV/0! | 0 | 0 | #DIV/0! | #DIV/0! | #DIV/0! | #DIV/0! | #DIV/0! | #DIV/0! | #DIV/0! | #DIV/0! | #DIV/0! | #DIV/0! | #DIV/0! | #DIV/0! | #DIV/0! | #DIV/0! | #DIV/0! | #DIV/0! | #DIV/0! | #DIV/0! | #DIV/0! | #DIV/0! | #DIV/0! | #DIV/0! | #DIV/0! | #DIV/0! | #DIV/0! | #DIV/0! | 4 | 2 | 1 | 0 | 0 | 0 | 0 | 0 | #N/A | #N/A | #N/A | #N/A | #N/A | #N/A | #N/A | #N/A | #N/A | #N/A | #N/A | #N/A | #N/A | #N/A | #N/A | #N/A | #DIV/0! | #DIV/0! | #DIV/0! | #DIV/0! | #DIV/0! | #DIV/0! | #DIV/0! | #DIV/0! | #DIV/0! | #DIV/0! | #DIV/0! | #DIV/0! | #DIV/0! | #DIV/0! | #DIV/0! | #DIV/0! | #DIV/0! | #DIV/0! | #DIV/0! | #DIV/0! | #DIV/0! | #DIV/0! | #DIV/0! | #DIV/0! | #DIV/0! | #DIV/0! | #DIV/0! | #DIV/0! | #DIV/0! | #DIV/0! | #DIV/0! | #DIV/0! | #DIV/0! | #DIV/0! | #DIV/0! | #DIV/0!
0 | 0 | #DIV/0! | #DIV/0! | #DIV/0! | #DIV/0! | #DIV/0! | #DIV/0! | #DIV/0! | #DIV/0! | #DIV/0! | #DIV/0! | #DIV/0! | #DIV/0! | #DIV/0! | #DIV/0! | #DIV/0! | #DIV/0! | 0 | 0 | #DIV/0! | #DIV/0! | #DIV/0! | #DIV/0! | #DIV/0! | #DIV/0! | #DIV/0! | #DIV/0! | #DIV/0! | #DIV/0! | #DIV/0! | #DIV/0! | #DIV/0! | #DIV/0! | #DIV/0! | #DIV/0! | #DIV/0! | #DIV/0! | #DIV/0! | #DIV/0! | #DIV/0! | #DIV/0! | #DIV/0! | #DIV/0! | #DIV/0! | #DIV/0! | 4 | 2 | 1 | 0 | 0 | 0 | 0 | 0 | #N/A | #N/A | #N/A | #N/A | #N/A | #N/A | #N/A | #N/A | #N/A | #N/A | #N/A | #N/A | #N/A | #N/A | #N/A | #N/A | #DIV/0! | #DIV/0! | #DIV/0! | #DIV/0! | #DIV/0! | #DIV/0! | #DIV/0! | #DIV/0! | #DIV/0! | #DIV/0! | #DIV/0! | #DIV/0! | #DIV/0! | #DIV/0! | #DIV/0! | #DIV/0! | #DIV/0! | #DIV/0! | #DIV/0! | #DIV/0! | #DIV/0! | #DIV/0! | #DIV/0! | #DIV/0! | #DIV/0! | #DIV/0! | #DIV/0! | #DIV/0! | #DIV/0! | #DIV/0! | #DIV/0! | #DIV/0! | #DIV/0! | #DIV/0! | #DIV/0! | #DIV/0!
0 | 0 | #DIV/0! | #DIV/0! | #DIV/0! | #DIV/0! | #DIV/0! | #DIV/0! | #DIV/0! | #DIV/0! | #DIV/0! | #DIV/0! | #DIV/0! | #DIV/0! | #DIV/0! | #DIV/0! | #DIV/0! | #DIV/0! | 0 | 0 | #DIV/0! | #DIV/0! | #DIV/0! | #DIV/0! | #DIV/0! | #DIV/0! | #DIV/0! | #DIV/0! | #DIV/0! | #DIV/0! | #DIV/0! | #DIV/0! | #DIV/0! | #DIV/0! | #DIV/0! | #DIV/0! | #DIV/0! | #DIV/0! | #DIV/0! | #DIV/0! | #DIV/0! | #DIV/0! | #DIV/0! | #DIV/0! | #DIV/0! | #DIV/0! | 4 | 2 | 1 | 0 | 0 | 0 | 0 | 0 | #N/A | #N/A | #N/A | #N/A | #N/A | #N/A | #N/A | #N/A | #N/A | #N/A | #N/A | #N/A | #N/A | #N/A | #N/A | #N/A | #DIV/0! | #DIV/0! | #DIV/0! | #DIV/0! | #DIV/0! | #DIV/0! | #DIV/0! | #DIV/0! | #DIV/0! | #DIV/0! | #DIV/0! | #DIV/0! | #DIV/0! | #DIV/0! | #DIV/0! | #DIV/0! | #DIV/0! | #DIV/0! | #DIV/0! | #DIV/0! | #DIV/0! | #DIV/0! | #DIV/0! | #DIV/0! | #DIV/0! | #DIV/0! | #DIV/0! | #DIV/0! | #DIV/0! | #DIV/0! | #DIV/0! | #DIV/0! | #DIV/0! | #DIV/0! | #DIV/0! | #DIV/0!
0 | 0 | #DIV/0! | #DIV/0! | #DIV/0! | #DIV/0! | #DIV/0! | #DIV/0! | #DIV/0! | #DIV/0! | #DIV/0! | #DIV/0! | #DIV/0! | #DIV/0! | #DIV/0! | #DIV/0! | #DIV/0! | #DIV/0! | 0 | 0 | #DIV/0! | #DIV/0! | #DIV/0! | #DIV/0! | #DIV/0! | #DIV/0! | #DIV/0! | #DIV/0! | #DIV/0! | #DIV/0! | #DIV/0! | #DIV/0! | #DIV/0! | #DIV/0! | #DIV/0! | #DIV/0! | #DIV/0! | #DIV/0! | #DIV/0! | #DIV/0! | #DIV/0! | #DIV/0! | #DIV/0! | #DIV/0! | #DIV/0! | #DIV/0! | 4 | 2 | 1 | 0 | 0 | 0 | 0 | 0 | #N/A | #N/A | #N/A | #N/A | #N/A | #N/A | #N/A | #N/A | #N/A | #N/A | #N/A | #N/A | #N/A | #N/A | #N/A | #N/A | #DIV/0! | #DIV/0! | #DIV/0! | #DIV/0! | #DIV/0! | #DIV/0! | #DIV/0! | #DIV/0! | #DIV/0! | #DIV/0! | #DIV/0! | #DIV/0! | #DIV/0! | #DIV/0! | #DIV/0! | #DIV/0! | #DIV/0! | #DIV/0! | #DIV/0! | #DIV/0! | #DIV/0! | #DIV/0! | #DIV/0! | #DIV/0! | #DIV/0! | #DIV/0! | #DIV/0! | #DIV/0! | #DIV/0! | #DIV/0! | #DIV/0! | #DIV/0! | #DIV/0! | #DIV/0! | #DIV/0! | #DIV/0!
0 | 0 | #DIV/0! | #DIV/0! | #DIV/0! | #DIV/0! | #DIV/0! | #DIV/0! | #DIV/0! | #DIV/0! | #DIV/0! | #DIV/0! | #DIV/0! | #DIV/0! | #DIV/0! | #DIV/0! | #DIV/0! | #DIV/0! | 0 | 0 | #DIV/0! | #DIV/0! | #DIV/0! | #DIV/0! | #DIV/0! | #DIV/0! | #DIV/0! | #DIV/0! | #DIV/0! | #DIV/0! | #DIV/0! | #DIV/0! | #DIV/0! | #DIV/0! | #DIV/0! | #DIV/0! | #DIV/0! | #DIV/0! | #DIV/0! | #DIV/0! | #DIV/0! | #DIV/0! | #DIV/0! | #DIV/0! | #DIV/0! | #DIV/0! | 4 | 2 | 1 | 0 | 0 | 0 | 0 | 0 | #N/A | #N/A | #N/A | #N/A | #N/A | #N/A | #N/A | #N/A | #N/A | #N/A | #N/A | #N/A | #N/A | #N/A | #N/A | #N/A | #DIV/0! | #DIV/0! | #DIV/0! | #DIV/0! | #DIV/0! | #DIV/0! | #DIV/0! | #DIV/0! | #DIV/0! | #DIV/0! | #DIV/0! | #DIV/0! | #DIV/0! | #DIV/0! | #DIV/0! | #DIV/0! | #DIV/0! | #DIV/0! | #DIV/0! | #DIV/0! | #DIV/0! | #DIV/0! | #DIV/0! | #DIV/0! | #DIV/0! | #DIV/0! | #DIV/0! | #DIV/0! | #DIV/0! | #DIV/0! | #DIV/0! | #DIV/0! | #DIV/0! | #DIV/0! | #DIV/0! | #DIV/0!
0 | 0 | #DIV/0! | #DIV/0! | #DIV/0! | #DIV/0! | #DIV/0! | #DIV/0! | #DIV/0! | #DIV/0! | #DIV/0! | #DIV/0! | #DIV/0! | #DIV/0! | #DIV/0! | #DIV/0! | #DIV/0! | #DIV/0! | 0 | 0 | #DIV/0! | #DIV/0! | #DIV/0! | #DIV/0! | #DIV/0! | #DIV/0! | #DIV/0! | #DIV/0! | #DIV/0! | #DIV/0! | #DIV/0! | #DIV/0! | #DIV/0! | #DIV/0! | #DIV/0! | #DIV/0! | #DIV/0! | #DIV/0! | #DIV/0! | #DIV/0! | #DIV/0! | #DIV/0! | #DIV/0! | #DIV/0! | #DIV/0! | #DIV/0! | 4 | 2 | 1 | 0 | 0 | 0 | 0 | 0 | #N/A | #N/A | #N/A | #N/A | #N/A | #N/A | #N/A | #N/A | #N/A | #N/A | #N/A | #N/A | #N/A | #N/A | #N/A | #N/A | #DIV/0! | #DIV/0! | #DIV/0! | #DIV/0! | #DIV/0! | #DIV/0! | #DIV/0! | #DIV/0! | #DIV/0! | #DIV/0! | #DIV/0! | #DIV/0! | #DIV/0! | #DIV/0! | #DIV/0! | #DIV/0! | #DIV/0! | #DIV/0! | #DIV/0! | #DIV/0! | #DIV/0! | #DIV/0! | #DIV/0! | #DIV/0! | #DIV/0! | #DIV/0! | #DIV/0! | #DIV/0! | #DIV/0! | #DIV/0! | #DIV/0! | #DIV/0! | #DIV/0! | #DIV/0! | #DIV/0! | #DIV/0!
0 | 0 | #DIV/0! | #DIV/0! | #DIV/0! | #DIV/0! | #DIV/0! | #DIV/0! | #DIV/0! | #DIV/0! | #DIV/0! | #DIV/0! | #DIV/0! | #DIV/0! | #DIV/0! | #DIV/0! | #DIV/0! | #DIV/0! | 0 | 0 | #DIV/0! | #DIV/0! | #DIV/0! | #DIV/0! | #DIV/0! | #DIV/0! | #DIV/0! | #DIV/0! | #DIV/0! | #DIV/0! | #DIV/0! | #DIV/0! | #DIV/0! | #DIV/0! | #DIV/0! | #DIV/0! | #DIV/0! | #DIV/0! | #DIV/0! | #DIV/0! | #DIV/0! | #DIV/0! | #DIV/0! | #DIV/0! | #DIV/0! | #DIV/0! | 4 | 2 | 1 | 0 | 0 | 0 | 0 | 0 | #N/A | #N/A | #N/A | #N/A | #N/A | #N/A | #N/A | #N/A | #N/A | #N/A | #N/A | #N/A | #N/A | #N/A | #N/A | #N/A | #DIV/0! | #DIV/0! | #DIV/0! | #DIV/0! | #DIV/0! | #DIV/0! | #DIV/0! | #DIV/0! | #DIV/0! | #DIV/0! | #DIV/0! | #DIV/0! | #DIV/0! | #DIV/0! | #DIV/0! | #DIV/0! | #DIV/0! | #DIV/0! | #DIV/0! | #DIV/0! | #DIV/0! | #DIV/0! | #DIV/0! | #DIV/0! | #DIV/0! | #DIV/0! | #DIV/0! | #DIV/0! | #DIV/0! | #DIV/0! | #DIV/0! | #DIV/0! | #DIV/0! | #DIV/0! | #DIV/0! | #DIV/0!
0 | 0 | #DIV/0! | #DIV/0! | #DIV/0! | #DIV/0! | #DIV/0! | #DIV/0! | #DIV/0! | #DIV/0! | #DIV/0! | #DIV/0! | #DIV/0! | #DIV/0! | #DIV/0! | #DIV/0! | #DIV/0! | #DIV/0! | 0 | 0 | #DIV/0! | #DIV/0! | #DIV/0! | #DIV/0! | #DIV/0! | #DIV/0! | #DIV/0! | #DIV/0! | #DIV/0! | #DIV/0! | #DIV/0! | #DIV/0! | #DIV/0! | #DIV/0! | #DIV/0! | #DIV/0! | #DIV/0! | #DIV/0! | #DIV/0! | #DIV/0! | #DIV/0! | #DIV/0! | #DIV/0! | #DIV/0! | #DIV/0! | #DIV/0! | 4 | 2 | 1 | 0 | 0 | 0 | 0 | 0 | #N/A | #N/A | #N/A | #N/A | #N/A | #N/A | #N/A | #N/A | #N/A | #N/A | #N/A | #N/A | #N/A | #N/A | #N/A | #N/A | #DIV/0! | #DIV/0! | #DIV/0! | #DIV/0! | #DIV/0! | #DIV/0! | #DIV/0! | #DIV/0! | #DIV/0! | #DIV/0! | #DIV/0! | #DIV/0! | #DIV/0! | #DIV/0! | #DIV/0! | #DIV/0! | #DIV/0! | #DIV/0! | #DIV/0! | #DIV/0! | #DIV/0! | #DIV/0! | #DIV/0! | #DIV/0! | #DIV/0! | #DIV/0! | #DIV/0! | #DIV/0! | #DIV/0! | #DIV/0! | #DIV/0! | #DIV/0! | #DIV/0! | #DIV/0! | #DIV/0! | #DIV/0!
0 | 0 | #DIV/0! | #DIV/0! | #DIV/0! | #DIV/0! | #DIV/0! | #DIV/0! | #DIV/0! | #DIV/0! | #DIV/0! | #DIV/0! | #DIV/0! | #DIV/0! | #DIV/0! | #DIV/0! | #DIV/0! | #DIV/0! | 0 | 0 | #DIV/0! | #DIV/0! | #DIV/0! | #DIV/0! | #DIV/0! | #DIV/0! | #DIV/0! | #DIV/0! | #DIV/0! | #DIV/0! | #DIV/0! | #DIV/0! | #DIV/0! | #DIV/0! | #DIV/0! | #DIV/0! | #DIV/0! | #DIV/0! | #DIV/0! | #DIV/0! | #DIV/0! | #DIV/0! | #DIV/0! | #DIV/0! | #DIV/0! | #DIV/0! | 4 | 2 | 1 | 0 | 0 | 0 | 0 | 0 | #N/A | #N/A | #N/A | #N/A | #N/A | #N/A | #N/A | #N/A | #N/A | #N/A | #N/A | #N/A | #N/A | #N/A | #N/A | #N/A | #DIV/0! | #DIV/0! | #DIV/0! | #DIV/0! | #DIV/0! | #DIV/0! | #DIV/0! | #DIV/0! | #DIV/0! | #DIV/0! | #DIV/0! | #DIV/0! | #DIV/0! | #DIV/0! | #DIV/0! | #DIV/0! | #DIV/0! | #DIV/0! | #DIV/0! | #DIV/0! | #DIV/0! | #DIV/0! | #DIV/0! | #DIV/0! | #DIV/0! | #DIV/0! | #DIV/0! | #DIV/0! | #DIV/0! | #DIV/0! | #DIV/0! | #DIV/0! | #DIV/0! | #DIV/0! | #DIV/0! | #DIV/0!
0 | 0 | #DIV/0! | #DIV/0! | #DIV/0! | #DIV/0! | #DIV/0! | #DIV/0! | #DIV/0! | #DIV/0! | #DIV/0! | #DIV/0! | #DIV/0! | #DIV/0! | #DIV/0! | #DIV/0! | #DIV/0! | #DIV/0! | 0 | 0 | #DIV/0! | #DIV/0! | #DIV/0! | #DIV/0! | #DIV/0! | #DIV/0! | #DIV/0! | #DIV/0! | #DIV/0! | #DIV/0! | #DIV/0! | #DIV/0! | #DIV/0! | #DIV/0! | #DIV/0! | #DIV/0! | #DIV/0! | #DIV/0! | #DIV/0! | #DIV/0! | #DIV/0! | #DIV/0! | #DIV/0! | #DIV/0! | #DIV/0! | #DIV/0! | 4 | 2 | 1 | 0 | 0 | 0 | 0 | 0 | #N/A | #N/A | #N/A | #N/A | #N/A | #N/A | #N/A | #N/A | #N/A | #N/A | #N/A | #N/A | #N/A | #N/A | #N/A | #N/A | #DIV/0! | #DIV/0! | #DIV/0! | #DIV/0! | #DIV/0! | #DIV/0! | #DIV/0! | #DIV/0! | #DIV/0! | #DIV/0! | #DIV/0! | #DIV/0! | #DIV/0! | #DIV/0! | #DIV/0! | #DIV/0! | #DIV/0! | #DIV/0! | #DIV/0! | #DIV/0! | #DIV/0! | #DIV/0! | #DIV/0! | #DIV/0! | #DIV/0! | #DIV/0! | #DIV/0! | #DIV/0! | #DIV/0! | #DIV/0! | #DIV/0! | #DIV/0! | #DIV/0! | #DIV/0! | #DIV/0! | #DIV/0!
0 | 0 | #DIV/0! | #DIV/0! | #DIV/0! | #DIV/0! | #DIV/0! | #DIV/0! | #DIV/0! | #DIV/0! | #DIV/0! | #DIV/0! | #DIV/0! | #DIV/0! | #DIV/0! | #DIV/0! | #DIV/0! | #DIV/0! | 0 | 0 | #DIV/0! | #DIV/0! | #DIV/0! | #DIV/0! | #DIV/0! | #DIV/0! | #DIV/0! | #DIV/0! | #DIV/0! | #DIV/0! | #DIV/0! | #DIV/0! | #DIV/0! | #DIV/0! | #DIV/0! | #DIV/0! | #DIV/0! | #DIV/0! | #DIV/0! | #DIV/0! | #DIV/0! | #DIV/0! | #DIV/0! | #DIV/0! | #DIV/0! | #DIV/0! | 4 | 2 | 1 | 0 | 0 | 0 | 0 | 0 | #N/A | #N/A | #N/A | #N/A | #N/A | #N/A | #N/A | #N/A | #N/A | #N/A | #N/A | #N/A | #N/A | #N/A | #N/A | #N/A | #DIV/0! | #DIV/0! | #DIV/0! | #DIV/0! | #DIV/0! | #DIV/0! | #DIV/0! | #DIV/0! | #DIV/0! | #DIV/0! | #DIV/0! | #DIV/0! | #DIV/0! | #DIV/0! | #DIV/0! | #DIV/0! | #DIV/0! | #DIV/0! | #DIV/0! | #DIV/0! | #DIV/0! | #DIV/0! | #DIV/0! | #DIV/0! | #DIV/0! | #DIV/0! | #DIV/0! | #DIV/0! | #DIV/0! | #DIV/0! | #DIV/0! | #DIV/0! | #DIV/0! | #DIV/0! | #DIV/0! | #DIV/0!
0 | 0 | #DIV/0! | #DIV/0! | #DIV/0! | #DIV/0! | #DIV/0! | #DIV/0! | #DIV/0! | #DIV/0! | #DIV/0! | #DIV/0! | #DIV/0! | #DIV/0! | #DIV/0! | #DIV/0! | #DIV/0! | #DIV/0! | 0 | 0 | #DIV/0! | #DIV/0! | #DIV/0! | #DIV/0! | #DIV/0! | #DIV/0! | #DIV/0! | #DIV/0! | #DIV/0! | #DIV/0! | #DIV/0! | #DIV/0! | #DIV/0! | #DIV/0! | #DIV/0! | #DIV/0! | #DIV/0! | #DIV/0! | #DIV/0! | #DIV/0! | #DIV/0! | #DIV/0! | #DIV/0! | #DIV/0! | #DIV/0! | #DIV/0! | 4 | 2 | 1 | 0 | 0 | 0 | 0 | 0 | #N/A | #N/A | #N/A | #N/A | #N/A | #N/A | #N/A | #N/A | #N/A | #N/A | #N/A | #N/A | #N/A | #N/A | #N/A | #N/A | #DIV/0! | #DIV/0! | #DIV/0! | #DIV/0! | #DIV/0! | #DIV/0! | #DIV/0! | #DIV/0! | #DIV/0! | #DIV/0! | #DIV/0! | #DIV/0! | #DIV/0! | #DIV/0! | #DIV/0! | #DIV/0! | #DIV/0! | #DIV/0! | #DIV/0! | #DIV/0! | #DIV/0! | #DIV/0! | #DIV/0! | #DIV/0! | #DIV/0! | #DIV/0! | #DIV/0! | #DIV/0! | #DIV/0! | #DIV/0! | #DIV/0! | #DIV/0! | #DIV/0! | #DIV/0! | #DIV/0! | #DIV/0!
0 | 0 | #DIV/0! | #DIV/0! | #DIV/0! | #DIV/0! | #DIV/0! | #DIV/0! | #DIV/0! | #DIV/0! | #DIV/0! | #DIV/0! | #DIV/0! | #DIV/0! | #DIV/0! | #DIV/0! | #DIV/0! | #DIV/0! | 0 | 0 | #DIV/0! | #DIV/0! | #DIV/0! | #DIV/0! | #DIV/0! | #DIV/0! | #DIV/0! | #DIV/0! | #DIV/0! | #DIV/0! | #DIV/0! | #DIV/0! | #DIV/0! | #DIV/0! | #DIV/0! | #DIV/0! | #DIV/0! | #DIV/0! | #DIV/0! | #DIV/0! | #DIV/0! | #DIV/0! | #DIV/0! | #DIV/0! | #DIV/0! | #DIV/0! | 4 | 2 | 1 | 0 | 0 | 0 | 0 | 0 | #N/A | #N/A | #N/A | #N/A | #N/A | #N/A | #N/A | #N/A | #N/A | #N/A | #N/A | #N/A | #N/A | #N/A | #N/A | #N/A | #DIV/0! | #DIV/0! | #DIV/0! | #DIV/0! | #DIV/0! | #DIV/0! | #DIV/0! | #DIV/0! | #DIV/0! | #DIV/0! | #DIV/0! | #DIV/0! | #DIV/0! | #DIV/0! | #DIV/0! | #DIV/0! | #DIV/0! | #DIV/0! | #DIV/0! | #DIV/0! | #DIV/0! | #DIV/0! | #DIV/0! | #DIV/0! | #DIV/0! | #DIV/0! | #DIV/0! | #DIV/0! | #DIV/0! | #DIV/0! | #DIV/0! | #DIV/0! | #DIV/0! | #DIV/0! | #DIV/0! | #DIV/0!
0 | 0 | #DIV/0! | #DIV/0! | #DIV/0! | #DIV/0! | #DIV/0! | #DIV/0! | #DIV/0! | #DIV/0! | #DIV/0! | #DIV/0! | #DIV/0! | #DIV/0! | #DIV/0! | #DIV/0! | #DIV/0! | #DIV/0! | 0 | 0 | #DIV/0! | #DIV/0! | #DIV/0! | #DIV/0! | #DIV/0! | #DIV/0! | #DIV/0! | #DIV/0! | #DIV/0! | #DIV/0! | #DIV/0! | #DIV/0! | #DIV/0! | #DIV/0! | #DIV/0! | #DIV/0! | #DIV/0! | #DIV/0! | #DIV/0! | #DIV/0! | #DIV/0! | #DIV/0! | #DIV/0! | #DIV/0! | #DIV/0! | #DIV/0! | 4 | 2 | 1 | 0 | 0 | 0 | 0 | 0 | #N/A | #N/A | #N/A | #N/A | #N/A | #N/A | #N/A | #N/A | #N/A | #N/A | #N/A | #N/A | #N/A | #N/A | #N/A | #N/A | #DIV/0! | #DIV/0! | #DIV/0! | #DIV/0! | #DIV/0! | #DIV/0! | #DIV/0! | #DIV/0! | #DIV/0! | #DIV/0! | #DIV/0! | #DIV/0! | #DIV/0! | #DIV/0! | #DIV/0! | #DIV/0! | #DIV/0! | #DIV/0! | #DIV/0! | #DIV/0! | #DIV/0! | #DIV/0! | #DIV/0! | #DIV/0! | #DIV/0! | #DIV/0! | #DIV/0! | #DIV/0! | #DIV/0! | #DIV/0! | #DIV/0! | #DIV/0! | #DIV/0! | #DIV/0! | #DIV/0! | #DIV/0!
0 | 0 | #DIV/0! | #DIV/0! | #DIV/0! | #DIV/0! | #DIV/0! | #DIV/0! | #DIV/0! | #DIV/0! | #DIV/0! | #DIV/0! | #DIV/0! | #DIV/0! | #DIV/0! | #DIV/0! | #DIV/0! | #DIV/0! | 0 | 0 | #DIV/0! | #DIV/0! | #DIV/0! | #DIV/0! | #DIV/0! | #DIV/0! | #DIV/0! | #DIV/0! | #DIV/0! | #DIV/0! | #DIV/0! | #DIV/0! | #DIV/0! | #DIV/0! | #DIV/0! | #DIV/0! | #DIV/0! | #DIV/0! | #DIV/0! | #DIV/0! | #DIV/0! | #DIV/0! | #DIV/0! | #DIV/0! | #DIV/0! | #DIV/0! | 4 | 2 | 1 | 0 | 0 | 0 | 0 | 0 | #N/A | #N/A | #N/A | #N/A | #N/A | #N/A | #N/A | #N/A | #N/A | #N/A | #N/A | #N/A | #N/A | #N/A | #N/A | #N/A | #DIV/0! | #DIV/0! | #DIV/0! | #DIV/0! | #DIV/0! | #DIV/0! | #DIV/0! | #DIV/0! | #DIV/0! | #DIV/0! | #DIV/0! | #DIV/0! | #DIV/0! | #DIV/0! | #DIV/0! | #DIV/0! | #DIV/0! | #DIV/0! | #DIV/0! | #DIV/0! | #DIV/0! | #DIV/0! | #DIV/0! | #DIV/0! | #DIV/0! | #DIV/0! | #DIV/0! | #DIV/0! | #DIV/0! | #DIV/0! | #DIV/0! | #DIV/0! | #DIV/0! | #DIV/0! | #DIV/0! | #DIV/0!
0 | 0 | #DIV/0! | #DIV/0! | #DIV/0! | #DIV/0! | #DIV/0! | #DIV/0! | #DIV/0! | #DIV/0! | #DIV/0! | #DIV/0! | #DIV/0! | #DIV/0! | #DIV/0! | #DIV/0! | #DIV/0! | #DIV/0! | 0 | 0 | #DIV/0! | #DIV/0! | #DIV/0! | #DIV/0! | #DIV/0! | #DIV/0! | #DIV/0! | #DIV/0! | #DIV/0! | #DIV/0! | #DIV/0! | #DIV/0! | #DIV/0! | #DIV/0! | #DIV/0! | #DIV/0! | #DIV/0! | #DIV/0! | #DIV/0! | #DIV/0! | #DIV/0! | #DIV/0! | #DIV/0! | #DIV/0! | #DIV/0! | #DIV/0! | 4 | 2 | 1 | 0 | 0 | 0 | 0 | 0 | #N/A | #N/A | #N/A | #N/A | #N/A | #N/A | #N/A | #N/A | #N/A | #N/A | #N/A | #N/A | #N/A | #N/A | #N/A | #N/A | #DIV/0! | #DIV/0! | #DIV/0! | #DIV/0! | #DIV/0! | #DIV/0! | #DIV/0! | #DIV/0! | #DIV/0! | #DIV/0! | #DIV/0! | #DIV/0! | #DIV/0! | #DIV/0! | #DIV/0! | #DIV/0! | #DIV/0! | #DIV/0! | #DIV/0! | #DIV/0! | #DIV/0! | #DIV/0! | #DIV/0! | #DIV/0! | #DIV/0! | #DIV/0! | #DIV/0! | #DIV/0! | #DIV/0! | #DIV/0! | #DIV/0! | #DIV/0! | #DIV/0! | #DIV/0! | #DIV/0! | #DIV/0!
0 | 0 | #DIV/0! | #DIV/0! | #DIV/0! | #DIV/0! | #DIV/0! | #DIV/0! | #DIV/0! | #DIV/0! | #DIV/0! | #DIV/0! | #DIV/0! | #DIV/0! | #DIV/0! | #DIV/0! | #DIV/0! | #DIV/0! | 0 | 0 | #DIV/0! | #DIV/0! | #DIV/0! | #DIV/0! | #DIV/0! | #DIV/0! | #DIV/0! | #DIV/0! | #DIV/0! | #DIV/0! | #DIV/0! | #DIV/0! | #DIV/0! | #DIV/0! | #DIV/0! | #DIV/0! | #DIV/0! | #DIV/0! | #DIV/0! | #DIV/0! | #DIV/0! | #DIV/0! | #DIV/0! | #DIV/0! | #DIV/0! | #DIV/0! | 4 | 2 | 1 | 0 | 0 | 0 | 0 | 0 | #N/A | #N/A | #N/A | #N/A | #N/A | #N/A | #N/A | #N/A | #N/A | #N/A | #N/A | #N/A | #N/A | #N/A | #N/A | #N/A | #DIV/0! | #DIV/0! | #DIV/0! | #DIV/0! | #DIV/0! | #DIV/0! | #DIV/0! | #DIV/0! | #DIV/0! | #DIV/0! | #DIV/0! | #DIV/0! | #DIV/0! | #DIV/0! | #DIV/0! | #DIV/0! | #DIV/0! | #DIV/0! | #DIV/0! | #DIV/0! | #DIV/0! | #DIV/0! | #DIV/0! | #DIV/0! | #DIV/0! | #DIV/0! | #DIV/0! | #DIV/0! | #DIV/0! | #DIV/0! | #DIV/0! | #DIV/0! | #DIV/0! | #DIV/0! | #DIV/0! | #DIV/0!
0 | 0 | #DIV/0! | #DIV/0! | #DIV/0! | #DIV/0! | #DIV/0! | #DIV/0! | #DIV/0! | #DIV/0! | #DIV/0! | #DIV/0! | #DIV/0! | #DIV/0! | #DIV/0! | #DIV/0! | #DIV/0! | #DIV/0! | 0 | 0 | #DIV/0! | #DIV/0! | #DIV/0! | #DIV/0! | #DIV/0! | #DIV/0! | #DIV/0! | #DIV/0! | #DIV/0! | #DIV/0! | #DIV/0! | #DIV/0! | #DIV/0! | #DIV/0! | #DIV/0! | #DIV/0! | #DIV/0! | #DIV/0! | #DIV/0! | #DIV/0! | #DIV/0! | #DIV/0! | #DIV/0! | #DIV/0! | #DIV/0! | #DIV/0! | 4 | 2 | 1 | 0 | 0 | 0 | 0 | 0 | #N/A | #N/A | #N/A | #N/A | #N/A | #N/A | #N/A | #N/A | #N/A | #N/A | #N/A | #N/A | #N/A | #N/A | #N/A | #N/A | #DIV/0! | #DIV/0! | #DIV/0! | #DIV/0! | #DIV/0! | #DIV/0! | #DIV/0! | #DIV/0! | #DIV/0! | #DIV/0! | #DIV/0! | #DIV/0! | #DIV/0! | #DIV/0! | #DIV/0! | #DIV/0! | #DIV/0! | #DIV/0! | #DIV/0! | #DIV/0! | #DIV/0! | #DIV/0! | #DIV/0! | #DIV/0! | #DIV/0! | #DIV/0! | #DIV/0! | #DIV/0! | #DIV/0! | #DIV/0! | #DIV/0! | #DIV/0! | #DIV/0! | #DIV/0! | #DIV/0! | #DIV/0!
0 | 0 | #DIV/0! | #DIV/0! | #DIV/0! | #DIV/0! | #DIV/0! | #DIV/0! | #DIV/0! | #DIV/0! | #DIV/0! | #DIV/0! | #DIV/0! | #DIV/0! | #DIV/0! | #DIV/0! | #DIV/0! | #DIV/0! | 0 | 0 | #DIV/0! | #DIV/0! | #DIV/0! | #DIV/0! | #DIV/0! | #DIV/0! | #DIV/0! | #DIV/0! | #DIV/0! | #DIV/0! | #DIV/0! | #DIV/0! | #DIV/0! | #DIV/0! | #DIV/0! | #DIV/0! | #DIV/0! | #DIV/0! | #DIV/0! | #DIV/0! | #DIV/0! | #DIV/0! | #DIV/0! | #DIV/0! | #DIV/0! | #DIV/0! | 4 | 2 | 1 | 0 | 0 | 0 | 0 | 0 | #N/A | #N/A | #N/A | #N/A | #N/A | #N/A | #N/A | #N/A | #N/A | #N/A | #N/A | #N/A | #N/A | #N/A | #N/A | #N/A | #DIV/0! | #DIV/0! | #DIV/0! | #DIV/0! | #DIV/0! | #DIV/0! | #DIV/0! | #DIV/0! | #DIV/0! | #DIV/0! | #DIV/0! | #DIV/0! | #DIV/0! | #DIV/0! | #DIV/0! | #DIV/0! | #DIV/0! | #DIV/0! | #DIV/0! | #DIV/0! | #DIV/0! | #DIV/0! | #DIV/0! | #DIV/0! | #DIV/0! | #DIV/0! | #DIV/0! | #DIV/0! | #DIV/0! | #DIV/0! | #DIV/0! | #DIV/0! | #DIV/0! | #DIV/0! | #DIV/0! | #DIV/0!
0 | 0 | #DIV/0! | #DIV/0! | #DIV/0! | #DIV/0! | #DIV/0! | #DIV/0! | #DIV/0! | #DIV/0! | #DIV/0! | #DIV/0! | #DIV/0! | #DIV/0! | #DIV/0! | #DIV/0! | #DIV/0! | #DIV/0! | 0 | 0 | #DIV/0! | #DIV/0! | #DIV/0! | #DIV/0! | #DIV/0! | #DIV/0! | #DIV/0! | #DIV/0! | #DIV/0! | #DIV/0! | #DIV/0! | #DIV/0! | #DIV/0! | #DIV/0! | #DIV/0! | #DIV/0! | #DIV/0! | #DIV/0! | #DIV/0! | #DIV/0! | #DIV/0! | #DIV/0! | #DIV/0! | #DIV/0! | #DIV/0! | #DIV/0! | 4 | 2 | 1 | 0 | 0 | 0 | 0 | 0 | #N/A | #N/A | #N/A | #N/A | #N/A | #N/A | #N/A | #N/A | #N/A | #N/A | #N/A | #N/A | #N/A | #N/A | #N/A | #N/A | #DIV/0! | #DIV/0! | #DIV/0! | #DIV/0! | #DIV/0! | #DIV/0! | #DIV/0! | #DIV/0! | #DIV/0! | #DIV/0! | #DIV/0! | #DIV/0! | #DIV/0! | #DIV/0! | #DIV/0! | #DIV/0! | #DIV/0! | #DIV/0! | #DIV/0! | #DIV/0! | #DIV/0! | #DIV/0! | #DIV/0! | #DIV/0! | #DIV/0! | #DIV/0! | #DIV/0! | #DIV/0! | #DIV/0! | #DIV/0! | #DIV/0! | #DIV/0! | #DIV/0! | #DIV/0! | #DIV/0! | #DIV/0!
0 | 0 | #DIV/0! | #DIV/0! | #DIV/0! | #DIV/0! | #DIV/0! | #DIV/0! | #DIV/0! | #DIV/0! | #DIV/0! | #DIV/0! | #DIV/0! | #DIV/0! | #DIV/0! | #DIV/0! | #DIV/0! | #DIV/0! | 0 | 0 | #DIV/0! | #DIV/0! | #DIV/0! | #DIV/0! | #DIV/0! | #DIV/0! | #DIV/0! | #DIV/0! | #DIV/0! | #DIV/0! | #DIV/0! | #DIV/0! | #DIV/0! | #DIV/0! | #DIV/0! | #DIV/0! | #DIV/0! | #DIV/0! | #DIV/0! | #DIV/0! | #DIV/0! | #DIV/0! | #DIV/0! | #DIV/0! | #DIV/0! | #DIV/0! | 4 | 2 | 1 | 0 | 0 | 0 | 0 | 0 | #N/A | #N/A | #N/A | #N/A | #N/A | #N/A | #N/A | #N/A | #N/A | #N/A | #N/A | #N/A | #N/A | #N/A | #N/A | #N/A | #DIV/0! | #DIV/0! | #DIV/0! | #DIV/0! | #DIV/0! | #DIV/0! | #DIV/0! | #DIV/0! | #DIV/0! | #DIV/0! | #DIV/0! | #DIV/0! | #DIV/0! | #DIV/0! | #DIV/0! | #DIV/0! | #DIV/0! | #DIV/0! | #DIV/0! | #DIV/0! | #DIV/0! | #DIV/0! | #DIV/0! | #DIV/0! | #DIV/0! | #DIV/0! | #DIV/0! | #DIV/0! | #DIV/0! | #DIV/0! | #DIV/0! | #DIV/0! | #DIV/0! | #DIV/0! | #DIV/0! | #DIV/0!
0 | 0 | #DIV/0! | #DIV/0! | #DIV/0! | #DIV/0! | #DIV/0! | #DIV/0! | #DIV/0! | #DIV/0! | #DIV/0! | #DIV/0! | #DIV/0! | #DIV/0! | #DIV/0! | #DIV/0! | #DIV/0! | #DIV/0! | 0 | 0 | #DIV/0! | #DIV/0! | #DIV/0! | #DIV/0! | #DIV/0! | #DIV/0! | #DIV/0! | #DIV/0! | #DIV/0! | #DIV/0! | #DIV/0! | #DIV/0! | #DIV/0! | #DIV/0! | #DIV/0! | #DIV/0! | #DIV/0! | #DIV/0! | #DIV/0! | #DIV/0! | #DIV/0! | #DIV/0! | #DIV/0! | #DIV/0! | #DIV/0! | #DIV/0! | 4 | 2 | 1 | 0 | 0 | 0 | 0 | 0 | #N/A | #N/A | #N/A | #N/A | #N/A | #N/A | #N/A | #N/A | #N/A | #N/A | #N/A | #N/A | #N/A | #N/A | #N/A | #N/A | #DIV/0! | #DIV/0! | #DIV/0! | #DIV/0! | #DIV/0! | #DIV/0! | #DIV/0! | #DIV/0! | #DIV/0! | #DIV/0! | #DIV/0! | #DIV/0! | #DIV/0! | #DIV/0! | #DIV/0! | #DIV/0! | #DIV/0! | #DIV/0! | #DIV/0! | #DIV/0! | #DIV/0! | #DIV/0! | #DIV/0! | #DIV/0! | #DIV/0! | #DIV/0! | #DIV/0! | #DIV/0! | #DIV/0! | #DIV/0! | #DIV/0! | #DIV/0! | #DIV/0! | #DIV/0! | #DIV/0! | #DIV/0!
0 | 0 | #DIV/0! | #DIV/0! | #DIV/0! | #DIV/0! | #DIV/0! | #DIV/0! | #DIV/0! | #DIV/0! | #DIV/0! | #DIV/0! | #DIV/0! | #DIV/0! | #DIV/0! | #DIV/0! | #DIV/0! | #DIV/0! | 0 | 0 | #DIV/0! | #DIV/0! | #DIV/0! | #DIV/0! | #DIV/0! | #DIV/0! | #DIV/0! | #DIV/0! | #DIV/0! | #DIV/0! | #DIV/0! | #DIV/0! | #DIV/0! | #DIV/0! | #DIV/0! | #DIV/0! | #DIV/0! | #DIV/0! | #DIV/0! | #DIV/0! | #DIV/0! | #DIV/0! | #DIV/0! | #DIV/0! | #DIV/0! | #DIV/0! | 4 | 2 | 1 | 0 | 0 | 0 | 0 | 0 | #N/A | #N/A | #N/A | #N/A | #N/A | #N/A | #N/A | #N/A | #N/A | #N/A | #N/A | #N/A | #N/A | #N/A | #N/A | #N/A | #DIV/0! | #DIV/0! | #DIV/0! | #DIV/0! | #DIV/0! | #DIV/0! | #DIV/0! | #DIV/0! | #DIV/0! | #DIV/0! | #DIV/0! | #DIV/0! | #DIV/0! | #DIV/0! | #DIV/0! | #DIV/0! | #DIV/0! | #DIV/0! | #DIV/0! | #DIV/0! | #DIV/0! | #DIV/0! | #DIV/0! | #DIV/0! | #DIV/0! | #DIV/0! | #DIV/0! | #DIV/0! | #DIV/0! | #DIV/0! | #DIV/0! | #DIV/0! | #DIV/0! | #DIV/0! | #DIV/0! | #DIV/0!
0 | 0 | #DIV/0! | #DIV/0! | #DIV/0! | #DIV/0! | #DIV/0! | #DIV/0! | #DIV/0! | #DIV/0! | #DIV/0! | #DIV/0! | #DIV/0! | #DIV/0! | #DIV/0! | #DIV/0! | #DIV/0! | #DIV/0! | 0 | 0 | #DIV/0! | #DIV/0! | #DIV/0! | #DIV/0! | #DIV/0! | #DIV/0! | #DIV/0! | #DIV/0! | #DIV/0! | #DIV/0! | #DIV/0! | #DIV/0! | #DIV/0! | #DIV/0! | #DIV/0! | #DIV/0! | #DIV/0! | #DIV/0! | #DIV/0! | #DIV/0! | #DIV/0! | #DIV/0! | #DIV/0! | #DIV/0! | #DIV/0! | #DIV/0! | 4 | 2 | 1 | 0 | 0 | 0 | 0 | 0 | #N/A | #N/A | #N/A | #N/A | #N/A | #N/A | #N/A | #N/A | #N/A | #N/A | #N/A | #N/A | #N/A | #N/A | #N/A | #N/A | #DIV/0! | #DIV/0! | #DIV/0! | #DIV/0! | #DIV/0! | #DIV/0! | #DIV/0! | #DIV/0! | #DIV/0! | #DIV/0! | #DIV/0! | #DIV/0! | #DIV/0! | #DIV/0! | #DIV/0! | #DIV/0! | #DIV/0! | #DIV/0! | #DIV/0! | #DIV/0! | #DIV/0! | #DIV/0! | #DIV/0! | #DIV/0! | #DIV/0! | #DIV/0! | #DIV/0! | #DIV/0! | #DIV/0! | #DIV/0! | #DIV/0! | #DIV/0! | #DIV/0! | #DIV/0! | #DIV/0! | #DIV/0!
0 | 0 | #DIV/0! | #DIV/0! | #DIV/0! | #DIV/0! | #DIV/0! | #DIV/0! | #DIV/0! | #DIV/0! | #DIV/0! | #DIV/0! | #DIV/0! | #DIV/0! | #DIV/0! | #DIV/0! | #DIV/0! | #DIV/0! | 0 | 0 | #DIV/0! | #DIV/0! | #DIV/0! | #DIV/0! | #DIV/0! | #DIV/0! | #DIV/0! | #DIV/0! | #DIV/0! | #DIV/0! | #DIV/0! | #DIV/0! | #DIV/0! | #DIV/0! | #DIV/0! | #DIV/0! | #DIV/0! | #DIV/0! | #DIV/0! | #DIV/0! | #DIV/0! | #DIV/0! | #DIV/0! | #DIV/0! | #DIV/0! | #DIV/0! | 4 | 2 | 1 | 0 | 0 | 0 | 0 | 0 | #N/A | #N/A | #N/A | #N/A | #N/A | #N/A | #N/A | #N/A | #N/A | #N/A | #N/A | #N/A | #N/A | #N/A | #N/A | #N/A | #DIV/0! | #DIV/0! | #DIV/0! | #DIV/0! | #DIV/0! | #DIV/0! | #DIV/0! | #DIV/0! | #DIV/0! | #DIV/0! | #DIV/0! | #DIV/0! | #DIV/0! | #DIV/0! | #DIV/0! | #DIV/0! | #DIV/0! | #DIV/0! | #DIV/0! | #DIV/0! | #DIV/0! | #DIV/0! | #DIV/0! | #DIV/0! | #DIV/0! | #DIV/0! | #DIV/0! | #DIV/0! | #DIV/0! | #DIV/0! | #DIV/0! | #DIV/0! | #DIV/0! | #DIV/0! | #DIV/0! | #DIV/0!
0 | 0 | #DIV/0! | #DIV/0! | #DIV/0! | #DIV/0! | #DIV/0! | #DIV/0! | #DIV/0! | #DIV/0! | #DIV/0! | #DIV/0! | #DIV/0! | #DIV/0! | #DIV/0! | #DIV/0! | #DIV/0! | #DIV/0! | 0 | 0 | #DIV/0! | #DIV/0! | #DIV/0! | #DIV/0! | #DIV/0! | #DIV/0! | #DIV/0! | #DIV/0! | #DIV/0! | #DIV/0! | #DIV/0! | #DIV/0! | #DIV/0! | #DIV/0! | #DIV/0! | #DIV/0! | #DIV/0! | #DIV/0! | #DIV/0! | #DIV/0! | #DIV/0! | #DIV/0! | #DIV/0! | #DIV/0! | #DIV/0! | #DIV/0! | 4 | 2 | 1 | 0 | 0 | 0 | 0 | 0 | #N/A | #N/A | #N/A | #N/A | #N/A | #N/A | #N/A | #N/A | #N/A | #N/A | #N/A | #N/A | #N/A | #N/A | #N/A | #N/A | #DIV/0! | #DIV/0! | #DIV/0! | #DIV/0! | #DIV/0! | #DIV/0! | #DIV/0! | #DIV/0! | #DIV/0! | #DIV/0! | #DIV/0! | #DIV/0! | #DIV/0! | #DIV/0! | #DIV/0! | #DIV/0! | #DIV/0! | #DIV/0! | #DIV/0! | #DIV/0! | #DIV/0! | #DIV/0! | #DIV/0! | #DIV/0! | #DIV/0! | #DIV/0! | #DIV/0! | #DIV/0! | #DIV/0! | #DIV/0! | #DIV/0! | #DIV/0! | #DIV/0! | #DIV/0! | #DIV/0! | #DIV/0!
0 | 0 | #DIV/0! | #DIV/0! | #DIV/0! | #DIV/0! | #DIV/0! | #DIV/0! | #DIV/0! | #DIV/0! | #DIV/0! | #DIV/0! | #DIV/0! | #DIV/0! | #DIV/0! | #DIV/0! | #DIV/0! | #DIV/0! | 0 | 0 | #DIV/0! | #DIV/0! | #DIV/0! | #DIV/0! | #DIV/0! | #DIV/0! | #DIV/0! | #DIV/0! | #DIV/0! | #DIV/0! | #DIV/0! | #DIV/0! | #DIV/0! | #DIV/0! | #DIV/0! | #DIV/0! | #DIV/0! | #DIV/0! | #DIV/0! | #DIV/0! | #DIV/0! | #DIV/0! | #DIV/0! | #DIV/0! | #DIV/0! | #DIV/0! | 4 | 2 | 1 | 0 | 0 | 0 | 0 | 0 | #N/A | #N/A | #N/A | #N/A | #N/A | #N/A | #N/A | #N/A | #N/A | #N/A | #N/A | #N/A | #N/A | #N/A | #N/A | #N/A | #DIV/0! | #DIV/0! | #DIV/0! | #DIV/0! | #DIV/0! | #DIV/0! | #DIV/0! | #DIV/0! | #DIV/0! | #DIV/0! | #DIV/0! | #DIV/0! | #DIV/0! | #DIV/0! | #DIV/0! | #DIV/0! | #DIV/0! | #DIV/0! | #DIV/0! | #DIV/0! | #DIV/0! | #DIV/0! | #DIV/0! | #DIV/0! | #DIV/0! | #DIV/0! | #DIV/0! | #DIV/0! | #DIV/0! | #DIV/0! | #DIV/0! | #DIV/0! | #DIV/0! | #DIV/0! | #DIV/0! | #DIV/0!
0 | 0 | #DIV/0! | #DIV/0! | #DIV/0! | #DIV/0! | #DIV/0! | #DIV/0! | #DIV/0! | #DIV/0! | #DIV/0! | #DIV/0! | #DIV/0! | #DIV/0! | #DIV/0! | #DIV/0! | #DIV/0! | #DIV/0! | 0 | 0 | #DIV/0! | #DIV/0! | #DIV/0! | #DIV/0! | #DIV/0! | #DIV/0! | #DIV/0! | #DIV/0! | #DIV/0! | #DIV/0! | #DIV/0! | #DIV/0! | #DIV/0! | #DIV/0! | #DIV/0! | #DIV/0! | #DIV/0! | #DIV/0! | #DIV/0! | #DIV/0! | #DIV/0! | #DIV/0! | #DIV/0! | #DIV/0! | #DIV/0! | #DIV/0! | 4 | 2 | 1 | 0 | 0 | 0 | 0 | 0 | #N/A | #N/A | #N/A | #N/A | #N/A | #N/A | #N/A | #N/A | #N/A | #N/A | #N/A | #N/A | #N/A | #N/A | #N/A | #N/A | #DIV/0! | #DIV/0! | #DIV/0! | #DIV/0! | #DIV/0! | #DIV/0! | #DIV/0! | #DIV/0! | #DIV/0! | #DIV/0! | #DIV/0! | #DIV/0! | #DIV/0! | #DIV/0! | #DIV/0! | #DIV/0! | #DIV/0! | #DIV/0! | #DIV/0! | #DIV/0! | #DIV/0! | #DIV/0! | #DIV/0! | #DIV/0! | #DIV/0! | #DIV/0! | #DIV/0! | #DIV/0! | #DIV/0! | #DIV/0! | #DIV/0! | #DIV/0! | #DIV/0! | #DIV/0! | #DIV/0! | #DIV/0!
0 | 0 | #DIV/0! | #DIV/0! | #DIV/0! | #DIV/0! | #DIV/0! | #DIV/0! | #DIV/0! | #DIV/0! | #DIV/0! | #DIV/0! | #DIV/0! | #DIV/0! | #DIV/0! | #DIV/0! | #DIV/0! | #DIV/0! | 0 | 0 | #DIV/0! | #DIV/0! | #DIV/0! | #DIV/0! | #DIV/0! | #DIV/0! | #DIV/0! | #DIV/0! | #DIV/0! | #DIV/0! | #DIV/0! | #DIV/0! | #DIV/0! | #DIV/0! | #DIV/0! | #DIV/0! | #DIV/0! | #DIV/0! | #DIV/0! | #DIV/0! | #DIV/0! | #DIV/0! | #DIV/0! | #DIV/0! | #DIV/0! | #DIV/0! | 4 | 2 | 1 | 0 | 0 | 0 | 0 | 0 | #N/A | #N/A | #N/A | #N/A | #N/A | #N/A | #N/A | #N/A | #N/A | #N/A | #N/A | #N/A | #N/A | #N/A | #N/A | #N/A | #DIV/0! | #DIV/0! | #DIV/0! | #DIV/0! | #DIV/0! | #DIV/0! | #DIV/0! | #DIV/0! | #DIV/0! | #DIV/0! | #DIV/0! | #DIV/0! | #DIV/0! | #DIV/0! | #DIV/0! | #DIV/0! | #DIV/0! | #DIV/0! | #DIV/0! | #DIV/0! | #DIV/0! | #DIV/0! | #DIV/0! | #DIV/0! | #DIV/0! | #DIV/0! | #DIV/0! | #DIV/0! | #DIV/0! | #DIV/0! | #DIV/0! | #DIV/0! | #DIV/0! | #DIV/0! | #DIV/0! | #DIV/0!
0 | 0 | #DIV/0! | #DIV/0! | #DIV/0! | #DIV/0! | #DIV/0! | #DIV/0! | #DIV/0! | #DIV/0! | #DIV/0! | #DIV/0! | #DIV/0! | #DIV/0! | #DIV/0! | #DIV/0! | #DIV/0! | #DIV/0! | 0 | 0 | #DIV/0! | #DIV/0! | #DIV/0! | #DIV/0! | #DIV/0! | #DIV/0! | #DIV/0! | #DIV/0! | #DIV/0! | #DIV/0! | #DIV/0! | #DIV/0! | #DIV/0! | #DIV/0! | #DIV/0! | #DIV/0! | #DIV/0! | #DIV/0! | #DIV/0! | #DIV/0! | #DIV/0! | #DIV/0! | #DIV/0! | #DIV/0! | #DIV/0! | #DIV/0! | 4 | 2 | 1 | 0 | 0 | 0 | 0 | 0 | #N/A | #N/A | #N/A | #N/A | #N/A | #N/A | #N/A | #N/A | #N/A | #N/A | #N/A | #N/A | #N/A | #N/A | #N/A | #N/A | #DIV/0! | #DIV/0! | #DIV/0! | #DIV/0! | #DIV/0! | #DIV/0! | #DIV/0! | #DIV/0! | #DIV/0! | #DIV/0! | #DIV/0! | #DIV/0! | #DIV/0! | #DIV/0! | #DIV/0! | #DIV/0! | #DIV/0! | #DIV/0! | #DIV/0! | #DIV/0! | #DIV/0! | #DIV/0! | #DIV/0! | #DIV/0! | #DIV/0! | #DIV/0! | #DIV/0! | #DIV/0! | #DIV/0! | #DIV/0! | #DIV/0! | #DIV/0! | #DIV/0! | #DIV/0! | #DIV/0! | #DIV/0!
0 | 0 | #DIV/0! | #DIV/0! | #DIV/0! | #DIV/0! | #DIV/0! | #DIV/0! | #DIV/0! | #DIV/0! | #DIV/0! | #DIV/0! | #DIV/0! | #DIV/0! | #DIV/0! | #DIV/0! | #DIV/0! | #DIV/0! | 0 | 0 | #DIV/0! | #DIV/0! | #DIV/0! | #DIV/0! | #DIV/0! | #DIV/0! | #DIV/0! | #DIV/0! | #DIV/0! | #DIV/0! | #DIV/0! | #DIV/0! | #DIV/0! | #DIV/0! | #DIV/0! | #DIV/0! | #DIV/0! | #DIV/0! | #DIV/0! | #DIV/0! | #DIV/0! | #DIV/0! | #DIV/0! | #DIV/0! | #DIV/0! | #DIV/0! | 4 | 2 | 1 | 0 | 0 | 0 | 0 | 0 | #N/A | #N/A | #N/A | #N/A | #N/A | #N/A | #N/A | #N/A | #N/A | #N/A | #N/A | #N/A | #N/A | #N/A | #N/A | #N/A | #DIV/0! | #DIV/0! | #DIV/0! | #DIV/0! | #DIV/0! | #DIV/0! | #DIV/0! | #DIV/0! | #DIV/0! | #DIV/0! | #DIV/0! | #DIV/0! | #DIV/0! | #DIV/0! | #DIV/0! | #DIV/0! | #DIV/0! | #DIV/0! | #DIV/0! | #DIV/0! | #DIV/0! | #DIV/0! | #DIV/0! | #DIV/0! | #DIV/0! | #DIV/0! | #DIV/0! | #DIV/0! | #DIV/0! | #DIV/0! | #DIV/0! | #DIV/0! | #DIV/0! | #DIV/0! | #DIV/0! | #DIV/0!
0 | 0 | #DIV/0! | #DIV/0! | #DIV/0! | #DIV/0! | #DIV/0! | #DIV/0! | #DIV/0! | #DIV/0! | #DIV/0! | #DIV/0! | #DIV/0! | #DIV/0! | #DIV/0! | #DIV/0! | #DIV/0! | #DIV/0! | 0 | 0 | #DIV/0! | #DIV/0! | #DIV/0! | #DIV/0! | #DIV/0! | #DIV/0! | #DIV/0! | #DIV/0! | #DIV/0! | #DIV/0! | #DIV/0! | #DIV/0! | #DIV/0! | #DIV/0! | #DIV/0! | #DIV/0! | #DIV/0! | #DIV/0! | #DIV/0! | #DIV/0! | #DIV/0! | #DIV/0! | #DIV/0! | #DIV/0! | #DIV/0! | #DIV/0! | 4 | 2 | 1 | 0 | 0 | 0 | 0 | 0 | #N/A | #N/A | #N/A | #N/A | #N/A | #N/A | #N/A | #N/A | #N/A | #N/A | #N/A | #N/A | #N/A | #N/A | #N/A | #N/A | #DIV/0! | #DIV/0! | #DIV/0! | #DIV/0! | #DIV/0! | #DIV/0! | #DIV/0! | #DIV/0! | #DIV/0! | #DIV/0! | #DIV/0! | #DIV/0! | #DIV/0! | #DIV/0! | #DIV/0! | #DIV/0! | #DIV/0! | #DIV/0! | #DIV/0! | #DIV/0! | #DIV/0! | #DIV/0! | #DIV/0! | #DIV/0! | #DIV/0! | #DIV/0! | #DIV/0! | #DIV/0! | #DIV/0! | #DIV/0! | #DIV/0! | #DIV/0! | #DIV/0! | #DIV/0! | #DIV/0! | #DIV/0!
0 | 0 | #DIV/0! | #DIV/0! | #DIV/0! | #DIV/0! | #DIV/0! | #DIV/0! | #DIV/0! | #DIV/0! | #DIV/0! | #DIV/0! | #DIV/0! | #DIV/0! | #DIV/0! | #DIV/0! | #DIV/0! | #DIV/0! | 0 | 0 | #DIV/0! | #DIV/0! | #DIV/0! | #DIV/0! | #DIV/0! | #DIV/0! | #DIV/0! | #DIV/0! | #DIV/0! | #DIV/0! | #DIV/0! | #DIV/0! | #DIV/0! | #DIV/0! | #DIV/0! | #DIV/0! | #DIV/0! | #DIV/0! | #DIV/0! | #DIV/0! | #DIV/0! | #DIV/0! | #DIV/0! | #DIV/0! | #DIV/0! | #DIV/0! | 4 | 2 | 1 | 0 | 0 | 0 | 0 | 0 | #N/A | #N/A | #N/A | #N/A | #N/A | #N/A | #N/A | #N/A | #N/A | #N/A | #N/A | #N/A | #N/A | #N/A | #N/A | #N/A | #DIV/0! | #DIV/0! | #DIV/0! | #DIV/0! | #DIV/0! | #DIV/0! | #DIV/0! | #DIV/0! | #DIV/0! | #DIV/0! | #DIV/0! | #DIV/0! | #DIV/0! | #DIV/0! | #DIV/0! | #DIV/0! | #DIV/0! | #DIV/0! | #DIV/0! | #DIV/0! | #DIV/0! | #DIV/0! | #DIV/0! | #DIV/0! | #DIV/0! | #DIV/0! | #DIV/0! | #DIV/0! | #DIV/0! | #DIV/0! | #DIV/0! | #DIV/0! | #DIV/0! | #DIV/0! | #DIV/0! | #DIV/0!
0 | 0 | #DIV/0! | #DIV/0! | #DIV/0! | #DIV/0! | #DIV/0! | #DIV/0! | #DIV/0! | #DIV/0! | #DIV/0! | #DIV/0! | #DIV/0! | #DIV/0! | #DIV/0! | #DIV/0! | #DIV/0! | #DIV/0! | 0 | 0 | #DIV/0! | #DIV/0! | #DIV/0! | #DIV/0! | #DIV/0! | #DIV/0! | #DIV/0! | #DIV/0! | #DIV/0! | #DIV/0! | #DIV/0! | #DIV/0! | #DIV/0! | #DIV/0! | #DIV/0! | #DIV/0! | #DIV/0! | #DIV/0! | #DIV/0! | #DIV/0! | #DIV/0! | #DIV/0! | #DIV/0! | #DIV/0! | #DIV/0! | #DIV/0! | 4 | 2 | 1 | 0 | 0 | 0 | 0 | 0 | #N/A | #N/A | #N/A | #N/A | #N/A | #N/A | #N/A | #N/A | #N/A | #N/A | #N/A | #N/A | #N/A | #N/A | #N/A | #N/A | #DIV/0! | #DIV/0! | #DIV/0! | #DIV/0! | #DIV/0! | #DIV/0! | #DIV/0! | #DIV/0! | #DIV/0! | #DIV/0! | #DIV/0! | #DIV/0! | #DIV/0! | #DIV/0! | #DIV/0! | #DIV/0! | #DIV/0! | #DIV/0! | #DIV/0! | #DIV/0! | #DIV/0! | #DIV/0! | #DIV/0! | #DIV/0! | #DIV/0! | #DIV/0! | #DIV/0! | #DIV/0! | #DIV/0! | #DIV/0! | #DIV/0! | #DIV/0! | #DIV/0! | #DIV/0! | #DIV/0! | #DIV/0!
0 | 0 | #DIV/0! | #DIV/0! | #DIV/0! | #DIV/0! | #DIV/0! | #DIV/0! | #DIV/0! | #DIV/0! | #DIV/0! | #DIV/0! | #DIV/0! | #DIV/0! | #DIV/0! | #DIV/0! | #DIV/0! | #DIV/0! | 0 | 0 | #DIV/0! | #DIV/0! | #DIV/0! | #DIV/0! | #DIV/0! | #DIV/0! | #DIV/0! | #DIV/0! | #DIV/0! | #DIV/0! | #DIV/0! | #DIV/0! | #DIV/0! | #DIV/0! | #DIV/0! | #DIV/0! | #DIV/0! | #DIV/0! | #DIV/0! | #DIV/0! | #DIV/0! | #DIV/0! | #DIV/0! | #DIV/0! | #DIV/0! | #DIV/0! | 4 | 2 | 1 | 0 | 0 | 0 | 0 | 0 | #N/A | #N/A | #N/A | #N/A | #N/A | #N/A | #N/A | #N/A | #N/A | #N/A | #N/A | #N/A | #N/A | #N/A | #N/A | #N/A | #DIV/0! | #DIV/0! | #DIV/0! | #DIV/0! | #DIV/0! | #DIV/0! | #DIV/0! | #DIV/0! | #DIV/0! | #DIV/0! | #DIV/0! | #DIV/0! | #DIV/0! | #DIV/0! | #DIV/0! | #DIV/0! | #DIV/0! | #DIV/0! | #DIV/0! | #DIV/0! | #DIV/0! | #DIV/0! | #DIV/0! | #DIV/0! | #DIV/0! | #DIV/0! | #DIV/0! | #DIV/0! | #DIV/0! | #DIV/0! | #DIV/0! | #DIV/0! | #DIV/0! | #DIV/0! | #DIV/0! | #DIV/0!
0 | 0 | #DIV/0! | #DIV/0! | #DIV/0! | #DIV/0! | #DIV/0! | #DIV/0! | #DIV/0! | #DIV/0! | #DIV/0! | #DIV/0! | #DIV/0! | #DIV/0! | #DIV/0! | #DIV/0! | #DIV/0! | #DIV/0! | 0 | 0 | #DIV/0! | #DIV/0! | #DIV/0! | #DIV/0! | #DIV/0! | #DIV/0! | #DIV/0! | #DIV/0! | #DIV/0! | #DIV/0! | #DIV/0! | #DIV/0! | #DIV/0! | #DIV/0! | #DIV/0! | #DIV/0! | #DIV/0! | #DIV/0! | #DIV/0! | #DIV/0! | #DIV/0! | #DIV/0! | #DIV/0! | #DIV/0! | #DIV/0! | #DIV/0! | 4 | 2 | 1 | 0 | 0 | 0 | 0 | 0 | #N/A | #N/A | #N/A | #N/A | #N/A | #N/A | #N/A | #N/A | #N/A | #N/A | #N/A | #N/A | #N/A | #N/A | #N/A | #N/A | #DIV/0! | #DIV/0! | #DIV/0! | #DIV/0! | #DIV/0! | #DIV/0! | #DIV/0! | #DIV/0! | #DIV/0! | #DIV/0! | #DIV/0! | #DIV/0! | #DIV/0! | #DIV/0! | #DIV/0! | #DIV/0! | #DIV/0! | #DIV/0! | #DIV/0! | #DIV/0! | #DIV/0! | #DIV/0! | #DIV/0! | #DIV/0! | #DIV/0! | #DIV/0! | #DIV/0! | #DIV/0! | #DIV/0! | #DIV/0! | #DIV/0! | #DIV/0! | #DIV/0! | #DIV/0! | #DIV/0! | #DIV/0!
0 | 0 | #DIV/0! | #DIV/0! | #DIV/0! | #DIV/0! | #DIV/0! | #DIV/0! | #DIV/0! | #DIV/0! | #DIV/0! | #DIV/0! | #DIV/0! | #DIV/0! | #DIV/0! | #DIV/0! | #DIV/0! | #DIV/0! | 0 | 0 | #DIV/0! | #DIV/0! | #DIV/0! | #DIV/0! | #DIV/0! | #DIV/0! | #DIV/0! | #DIV/0! | #DIV/0! | #DIV/0! | #DIV/0! | #DIV/0! | #DIV/0! | #DIV/0! | #DIV/0! | #DIV/0! | #DIV/0! | #DIV/0! | #DIV/0! | #DIV/0! | #DIV/0! | #DIV/0! | #DIV/0! | #DIV/0! | #DIV/0! | #DIV/0! | 4 | 2 | 1 | 0 | 0 | 0 | 0 | 0 | #N/A | #N/A | #N/A | #N/A | #N/A | #N/A | #N/A | #N/A | #N/A | #N/A | #N/A | #N/A | #N/A | #N/A | #N/A | #N/A | #DIV/0! | #DIV/0! | #DIV/0! | #DIV/0! | #DIV/0! | #DIV/0! | #DIV/0! | #DIV/0! | #DIV/0! | #DIV/0! | #DIV/0! | #DIV/0! | #DIV/0! | #DIV/0! | #DIV/0! | #DIV/0! | #DIV/0! | #DIV/0! | #DIV/0! | #DIV/0! | #DIV/0! | #DIV/0! | #DIV/0! | #DIV/0! | #DIV/0! | #DIV/0! | #DIV/0! | #DIV/0! | #DIV/0! | #DIV/0! | #DIV/0! | #DIV/0! | #DIV/0! | #DIV/0! | #DIV/0! | #DIV/0!
0 | 0 | #DIV/0! | #DIV/0! | #DIV/0! | #DIV/0! | #DIV/0! | #DIV/0! | #DIV/0! | #DIV/0! | #DIV/0! | #DIV/0! | #DIV/0! | #DIV/0! | #DIV/0! | #DIV/0! | #DIV/0! | #DIV/0! | 0 | 0 | #DIV/0! | #DIV/0! | #DIV/0! | #DIV/0! | #DIV/0! | #DIV/0! | #DIV/0! | #DIV/0! | #DIV/0! | #DIV/0! | #DIV/0! | #DIV/0! | #DIV/0! | #DIV/0! | #DIV/0! | #DIV/0! | #DIV/0! | #DIV/0! | #DIV/0! | #DIV/0! | #DIV/0! | #DIV/0! | #DIV/0! | #DIV/0! | #DIV/0! | #DIV/0! | 4 | 2 | 1 | 0 | 0 | 0 | 0 | 0 | #N/A | #N/A | #N/A | #N/A | #N/A | #N/A | #N/A | #N/A | #N/A | #N/A | #N/A | #N/A | #N/A | #N/A | #N/A | #N/A | #DIV/0! | #DIV/0! | #DIV/0! | #DIV/0! | #DIV/0! | #DIV/0! | #DIV/0! | #DIV/0! | #DIV/0! | #DIV/0! | #DIV/0! | #DIV/0! | #DIV/0! | #DIV/0! | #DIV/0! | #DIV/0! | #DIV/0! | #DIV/0! | #DIV/0! | #DIV/0! | #DIV/0! | #DIV/0! | #DIV/0! | #DIV/0! | #DIV/0! | #DIV/0! | #DIV/0! | #DIV/0! | #DIV/0! | #DIV/0! | #DIV/0! | #DIV/0! | #DIV/0! | #DIV/0! | #DIV/0! | #DIV/0!
0 | 0 | #DIV/0! | #DIV/0! | #DIV/0! | #DIV/0! | #DIV/0! | #DIV/0! | #DIV/0! | #DIV/0! | #DIV/0! | #DIV/0! | #DIV/0! | #DIV/0! | #DIV/0! | #DIV/0! | #DIV/0! | #DIV/0! | 0 | 0 | #DIV/0! | #DIV/0! | #DIV/0! | #DIV/0! | #DIV/0! | #DIV/0! | #DIV/0! | #DIV/0! | #DIV/0! | #DIV/0! | #DIV/0! | #DIV/0! | #DIV/0! | #DIV/0! | #DIV/0! | #DIV/0! | #DIV/0! | #DIV/0! | #DIV/0! | #DIV/0! | #DIV/0! | #DIV/0! | #DIV/0! | #DIV/0! | #DIV/0! | #DIV/0! | 4 | 2 | 1 | 0 | 0 | 0 | 0 | 0 | #N/A | #N/A | #N/A | #N/A | #N/A | #N/A | #N/A | #N/A | #N/A | #N/A | #N/A | #N/A | #N/A | #N/A | #N/A | #N/A | #DIV/0! | #DIV/0! | #DIV/0! | #DIV/0! | #DIV/0! | #DIV/0! | #DIV/0! | #DIV/0! | #DIV/0! | #DIV/0! | #DIV/0! | #DIV/0! | #DIV/0! | #DIV/0! | #DIV/0! | #DIV/0! | #DIV/0! | #DIV/0! | #DIV/0! | #DIV/0! | #DIV/0! | #DIV/0! | #DIV/0! | #DIV/0! | #DIV/0! | #DIV/0! | #DIV/0! | #DIV/0! | #DIV/0! | #DIV/0! | #DIV/0! | #DIV/0! | #DIV/0! | #DIV/0! | #DIV/0! | #DIV/0!
0 | 0 | #DIV/0! | #DIV/0! | #DIV/0! | #DIV/0! | #DIV/0! | #DIV/0! | #DIV/0! | #DIV/0! | #DIV/0! | #DIV/0! | #DIV/0! | #DIV/0! | #DIV/0! | #DIV/0! | #DIV/0! | #DIV/0! | 0 | 0 | #DIV/0! | #DIV/0! | #DIV/0! | #DIV/0! | #DIV/0! | #DIV/0! | #DIV/0! | #DIV/0! | #DIV/0! | #DIV/0! | #DIV/0! | #DIV/0! | #DIV/0! | #DIV/0! | #DIV/0! | #DIV/0! | #DIV/0! | #DIV/0! | #DIV/0! | #DIV/0! | #DIV/0! | #DIV/0! | #DIV/0! | #DIV/0! | #DIV/0! | #DIV/0! | 4 | 2 | 1 | 0 | 0 | 0 | 0 | 0 | #N/A | #N/A | #N/A | #N/A | #N/A | #N/A | #N/A | #N/A | #N/A | #N/A | #N/A | #N/A | #N/A | #N/A | #N/A | #N/A | #DIV/0! | #DIV/0! | #DIV/0! | #DIV/0! | #DIV/0! | #DIV/0! | #DIV/0! | #DIV/0! | #DIV/0! | #DIV/0! | #DIV/0! | #DIV/0! | #DIV/0! | #DIV/0! | #DIV/0! | #DIV/0! | #DIV/0! | #DIV/0! | #DIV/0! | #DIV/0! | #DIV/0! | #DIV/0! | #DIV/0! | #DIV/0! | #DIV/0! | #DIV/0! | #DIV/0! | #DIV/0! | #DIV/0! | #DIV/0! | #DIV/0! | #DIV/0! | #DIV/0! | #DIV/0! | #DIV/0! | #DIV/0!
0 | 0 | #DIV/0! | #DIV/0! | #DIV/0! | #DIV/0! | #DIV/0! | #DIV/0! | #DIV/0! | #DIV/0! | #DIV/0! | #DIV/0! | #DIV/0! | #DIV/0! | #DIV/0! | #DIV/0! | #DIV/0! | #DIV/0! | 0 | 0 | #DIV/0! | #DIV/0! | #DIV/0! | #DIV/0! | #DIV/0! | #DIV/0! | #DIV/0! | #DIV/0! | #DIV/0! | #DIV/0! | #DIV/0! | #DIV/0! | #DIV/0! | #DIV/0! | #DIV/0! | #DIV/0! | #DIV/0! | #DIV/0! | #DIV/0! | #DIV/0! | #DIV/0! | #DIV/0! | #DIV/0! | #DIV/0! | #DIV/0! | #DIV/0! | 4 | 2 | 1 | 0 | 0 | 0 | 0 | 0 | #N/A | #N/A | #N/A | #N/A | #N/A | #N/A | #N/A | #N/A | #N/A | #N/A | #N/A | #N/A | #N/A | #N/A | #N/A | #N/A | #DIV/0! | #DIV/0! | #DIV/0! | #DIV/0! | #DIV/0! | #DIV/0! | #DIV/0! | #DIV/0! | #DIV/0! | #DIV/0! | #DIV/0! | #DIV/0! | #DIV/0! | #DIV/0! | #DIV/0! | #DIV/0! | #DIV/0! | #DIV/0! | #DIV/0! | #DIV/0! | #DIV/0! | #DIV/0! | #DIV/0! | #DIV/0! | #DIV/0! | #DIV/0! | #DIV/0! | #DIV/0! | #DIV/0! | #DIV/0! | #DIV/0! | #DIV/0! | #DIV/0! | #DIV/0! | #DIV/0! | #DIV/0!
0 | 0 | #DIV/0! | #DIV/0! | #DIV/0! | #DIV/0! | #DIV/0! | #DIV/0! | #DIV/0! | #DIV/0! | #DIV/0! | #DIV/0! | #DIV/0! | #DIV/0! | #DIV/0! | #DIV/0! | #DIV/0! | #DIV/0! | 0 | 0 | #DIV/0! | #DIV/0! | #DIV/0! | #DIV/0! | #DIV/0! | #DIV/0! | #DIV/0! | #DIV/0! | #DIV/0! | #DIV/0! | #DIV/0! | #DIV/0! | #DIV/0! | #DIV/0! | #DIV/0! | #DIV/0! | #DIV/0! | #DIV/0! | #DIV/0! | #DIV/0! | #DIV/0! | #DIV/0! | #DIV/0! | #DIV/0! | #DIV/0! | #DIV/0! | 4 | 2 | 1 | 0 | 0 | 0 | 0 | 0 | #N/A | #N/A | #N/A | #N/A | #N/A | #N/A | #N/A | #N/A | #N/A | #N/A | #N/A | #N/A | #N/A | #N/A | #N/A | #N/A | #DIV/0! | #DIV/0! | #DIV/0! | #DIV/0! | #DIV/0! | #DIV/0! | #DIV/0! | #DIV/0! | #DIV/0! | #DIV/0! | #DIV/0! | #DIV/0! | #DIV/0! | #DIV/0! | #DIV/0! | #DIV/0! | #DIV/0! | #DIV/0! | #DIV/0! | #DIV/0! | #DIV/0! | #DIV/0! | #DIV/0! | #DIV/0! | #DIV/0! | #DIV/0! | #DIV/0! | #DIV/0! | #DIV/0! | #DIV/0! | #DIV/0! | #DIV/0! | #DIV/0! | #DIV/0! | #DIV/0! | #DIV/0!
0 | 0 | #DIV/0! | #DIV/0! | #DIV/0! | #DIV/0! | #DIV/0! | #DIV/0! | #DIV/0! | #DIV/0! | #DIV/0! | #DIV/0! | #DIV/0! | #DIV/0! | #DIV/0! | #DIV/0! | #DIV/0! | #DIV/0! | 0 | 0 | #DIV/0! | #DIV/0! | #DIV/0! | #DIV/0! | #DIV/0! | #DIV/0! | #DIV/0! | #DIV/0! | #DIV/0! | #DIV/0! | #DIV/0! | #DIV/0! | #DIV/0! | #DIV/0! | #DIV/0! | #DIV/0! | #DIV/0! | #DIV/0! | #DIV/0! | #DIV/0! | #DIV/0! | #DIV/0! | #DIV/0! | #DIV/0! | #DIV/0! | #DIV/0! | 4 | 2 | 1 | 0 | 0 | 0 | 0 | 0 | #N/A | #N/A | #N/A | #N/A | #N/A | #N/A | #N/A | #N/A | #N/A | #N/A | #N/A | #N/A | #N/A | #N/A | #N/A | #N/A | #DIV/0! | #DIV/0! | #DIV/0! | #DIV/0! | #DIV/0! | #DIV/0! | #DIV/0! | #DIV/0! | #DIV/0! | #DIV/0! | #DIV/0! | #DIV/0! | #DIV/0! | #DIV/0! | #DIV/0! | #DIV/0! | #DIV/0! | #DIV/0! | #DIV/0! | #DIV/0! | #DIV/0! | #DIV/0! | #DIV/0! | #DIV/0! | #DIV/0! | #DIV/0! | #DIV/0! | #DIV/0! | #DIV/0! | #DIV/0! | #DIV/0! | #DIV/0! | #DIV/0! | #DIV/0! | #DIV/0! | #DIV/0!
0 | 0 | #DIV/0! | #DIV/0! | #DIV/0! | #DIV/0! | #DIV/0! | #DIV/0! | #DIV/0! | #DIV/0! | #DIV/0! | #DIV/0! | #DIV/0! | #DIV/0! | #DIV/0! | #DIV/0! | #DIV/0! | #DIV/0! | 0 | 0 | #DIV/0! | #DIV/0! | #DIV/0! | #DIV/0! | #DIV/0! | #DIV/0! | #DIV/0! | #DIV/0! | #DIV/0! | #DIV/0! | #DIV/0! | #DIV/0! | #DIV/0! | #DIV/0! | #DIV/0! | #DIV/0! | #DIV/0! | #DIV/0! | #DIV/0! | #DIV/0! | #DIV/0! | #DIV/0! | #DIV/0! | #DIV/0! | #DIV/0! | #DIV/0! | 4 | 2 | 1 | 0 | 0 | 0 | 0 | 0 | #N/A | #N/A | #N/A | #N/A | #N/A | #N/A | #N/A | #N/A | #N/A | #N/A | #N/A | #N/A | #N/A | #N/A | #N/A | #N/A | #DIV/0! | #DIV/0! | #DIV/0! | #DIV/0! | #DIV/0! | #DIV/0! | #DIV/0! | #DIV/0! | #DIV/0! | #DIV/0! | #DIV/0! | #DIV/0! | #DIV/0! | #DIV/0! | #DIV/0! | #DIV/0! | #DIV/0! | #DIV/0! | #DIV/0! | #DIV/0! | #DIV/0! | #DIV/0! | #DIV/0! | #DIV/0! | #DIV/0! | #DIV/0! | #DIV/0! | #DIV/0! | #DIV/0! | #DIV/0! | #DIV/0! | #DIV/0! | #DIV/0! | #DIV/0! | #DIV/0! | #DIV/0!
0 | 0 | #DIV/0! | #DIV/0! | #DIV/0! | #DIV/0! | #DIV/0! | #DIV/0! | #DIV/0! | #DIV/0! | #DIV/0! | #DIV/0! | #DIV/0! | #DIV/0! | #DIV/0! | #DIV/0! | #DIV/0! | #DIV/0! | 0 | 0 | #DIV/0! | #DIV/0! | #DIV/0! | #DIV/0! | #DIV/0! | #DIV/0! | #DIV/0! | #DIV/0! | #DIV/0! | #DIV/0! | #DIV/0! | #DIV/0! | #DIV/0! | #DIV/0! | #DIV/0! | #DIV/0! | #DIV/0! | #DIV/0! | #DIV/0! | #DIV/0! | #DIV/0! | #DIV/0! | #DIV/0! | #DIV/0! | #DIV/0! | #DIV/0! | 4 | 2 | 1 | 0 | 0 | 0 | 0 | 0 | #N/A | #N/A | #N/A | #N/A | #N/A | #N/A | #N/A | #N/A | #N/A | #N/A | #N/A | #N/A | #N/A | #N/A | #N/A | #N/A | #DIV/0! | #DIV/0! | #DIV/0! | #DIV/0! | #DIV/0! | #DIV/0! | #DIV/0! | #DIV/0! | #DIV/0! | #DIV/0! | #DIV/0! | #DIV/0! | #DIV/0! | #DIV/0! | #DIV/0! | #DIV/0! | #DIV/0! | #DIV/0! | #DIV/0! | #DIV/0! | #DIV/0! | #DIV/0! | #DIV/0! | #DIV/0! | #DIV/0! | #DIV/0! | #DIV/0! | #DIV/0! | #DIV/0! | #DIV/0! | #DIV/0! | #DIV/0! | #DIV/0! | #DIV/0! | #DIV/0! | #DIV/0!
0 | 0 | #DIV/0! | #DIV/0! | #DIV/0! | #DIV/0! | #DIV/0! | #DIV/0! | #DIV/0! | #DIV/0! | #DIV/0! | #DIV/0! | #DIV/0! | #DIV/0! | #DIV/0! | #DIV/0! | #DIV/0! | #DIV/0! | 0 | 0 | #DIV/0! | #DIV/0! | #DIV/0! | #DIV/0! | #DIV/0! | #DIV/0! | #DIV/0! | #DIV/0! | #DIV/0! | #DIV/0! | #DIV/0! | #DIV/0! | #DIV/0! | #DIV/0! | #DIV/0! | #DIV/0! | #DIV/0! | #DIV/0! | #DIV/0! | #DIV/0! | #DIV/0! | #DIV/0! | #DIV/0! | #DIV/0! | #DIV/0! | #DIV/0! | 4 | 2 | 1 | 0 | 0 | 0 | 0 | 0 | #N/A | #N/A | #N/A | #N/A | #N/A | #N/A | #N/A | #N/A | #N/A | #N/A | #N/A | #N/A | #N/A | #N/A | #N/A | #N/A | #DIV/0! | #DIV/0! | #DIV/0! | #DIV/0! | #DIV/0! | #DIV/0! | #DIV/0! | #DIV/0! | #DIV/0! | #DIV/0! | #DIV/0! | #DIV/0! | #DIV/0! | #DIV/0! | #DIV/0! | #DIV/0! | #DIV/0! | #DIV/0! | #DIV/0! | #DIV/0! | #DIV/0! | #DIV/0! | #DIV/0! | #DIV/0! | #DIV/0! | #DIV/0! | #DIV/0! | #DIV/0! | #DIV/0! | #DIV/0! | #DIV/0! | #DIV/0! | #DIV/0! | #DIV/0! | #DIV/0! | #DIV/0!
0 | 0 | #DIV/0! | #DIV/0! | #DIV/0! | #DIV/0! | #DIV/0! | #DIV/0! | #DIV/0! | #DIV/0! | #DIV/0! | #DIV/0! | #DIV/0! | #DIV/0! | #DIV/0! | #DIV/0! | #DIV/0! | #DIV/0! | 0 | 0 | #DIV/0! | #DIV/0! | #DIV/0! | #DIV/0! | #DIV/0! | #DIV/0! | #DIV/0! | #DIV/0! | #DIV/0! | #DIV/0! | #DIV/0! | #DIV/0! | #DIV/0! | #DIV/0! | #DIV/0! | #DIV/0! | #DIV/0! | #DIV/0! | #DIV/0! | #DIV/0! | #DIV/0! | #DIV/0! | #DIV/0! | #DIV/0! | #DIV/0! | #DIV/0! | 4 | 2 | 1 | 0 | 0 | 0 | 0 | 0 | #N/A | #N/A | #N/A | #N/A | #N/A | #N/A | #N/A | #N/A | #N/A | #N/A | #N/A | #N/A | #N/A | #N/A | #N/A | #N/A | #DIV/0! | #DIV/0! | #DIV/0! | #DIV/0! | #DIV/0! | #DIV/0! | #DIV/0! | #DIV/0! | #DIV/0! | #DIV/0! | #DIV/0! | #DIV/0! | #DIV/0! | #DIV/0! | #DIV/0! | #DIV/0! | #DIV/0! | #DIV/0! | #DIV/0! | #DIV/0! | #DIV/0! | #DIV/0! | #DIV/0! | #DIV/0! | #DIV/0! | #DIV/0! | #DIV/0! | #DIV/0! | #DIV/0! | #DIV/0! | #DIV/0! | #DIV/0! | #DIV/0! | #DIV/0! | #DIV/0! | #DIV/0!
0 | 0 | #DIV/0! | #DIV/0! | #DIV/0! | #DIV/0! | #DIV/0! | #DIV/0! | #DIV/0! | #DIV/0! | #DIV/0! | #DIV/0! | #DIV/0! | #DIV/0! | #DIV/0! | #DIV/0! | #DIV/0! | #DIV/0! | 0 | 0 | #DIV/0! | #DIV/0! | #DIV/0! | #DIV/0! | #DIV/0! | #DIV/0! | #DIV/0! | #DIV/0! | #DIV/0! | #DIV/0! | #DIV/0! | #DIV/0! | #DIV/0! | #DIV/0! | #DIV/0! | #DIV/0! | #DIV/0! | #DIV/0! | #DIV/0! | #DIV/0! | #DIV/0! | #DIV/0! | #DIV/0! | #DIV/0! | #DIV/0! | #DIV/0! | 4 | 2 | 1 | 0 | 0 | 0 | 0 | 0 | #N/A | #N/A | #N/A | #N/A | #N/A | #N/A | #N/A | #N/A | #N/A | #N/A | #N/A | #N/A | #N/A | #N/A | #N/A | #N/A | #DIV/0! | #DIV/0! | #DIV/0! | #DIV/0! | #DIV/0! | #DIV/0! | #DIV/0! | #DIV/0! | #DIV/0! | #DIV/0! | #DIV/0! | #DIV/0! | #DIV/0! | #DIV/0! | #DIV/0! | #DIV/0! | #DIV/0! | #DIV/0! | #DIV/0! | #DIV/0! | #DIV/0! | #DIV/0! | #DIV/0! | #DIV/0! | #DIV/0! | #DIV/0! | #DIV/0! | #DIV/0! | #DIV/0! | #DIV/0! | #DIV/0! | #DIV/0! | #DIV/0! | #DIV/0! | #DIV/0! | #DIV/0!
0 | 0 | #DIV/0! | #DIV/0! | #DIV/0! | #DIV/0! | #DIV/0! | #DIV/0! | #DIV/0! | #DIV/0! | #DIV/0! | #DIV/0! | #DIV/0! | #DIV/0! | #DIV/0! | #DIV/0! | #DIV/0! | #DIV/0! | 0 | 0 | #DIV/0! | #DIV/0! | #DIV/0! | #DIV/0! | #DIV/0! | #DIV/0! | #DIV/0! | #DIV/0! | #DIV/0! | #DIV/0! | #DIV/0! | #DIV/0! | #DIV/0! | #DIV/0! | #DIV/0! | #DIV/0! | #DIV/0! | #DIV/0! | #DIV/0! | #DIV/0! | #DIV/0! | #DIV/0! | #DIV/0! | #DIV/0! | #DIV/0! | #DIV/0! | 4 | 2 | 1 | 0 | 0 | 0 | 0 | 0 | #N/A | #N/A | #N/A | #N/A | #N/A | #N/A | #N/A | #N/A | #N/A | #N/A | #N/A | #N/A | #N/A | #N/A | #N/A | #N/A | #DIV/0! | #DIV/0! | #DIV/0! | #DIV/0! | #DIV/0! | #DIV/0! | #DIV/0! | #DIV/0! | #DIV/0! | #DIV/0! | #DIV/0! | #DIV/0! | #DIV/0! | #DIV/0! | #DIV/0! | #DIV/0! | #DIV/0! | #DIV/0! | #DIV/0! | #DIV/0! | #DIV/0! | #DIV/0! | #DIV/0! | #DIV/0! | #DIV/0! | #DIV/0! | #DIV/0! | #DIV/0! | #DIV/0! | #DIV/0! | #DIV/0! | #DIV/0! | #DIV/0! | #DIV/0! | #DIV/0! | #DIV/0!
0 | 0 | #DIV/0! | #DIV/0! | #DIV/0! | #DIV/0! | #DIV/0! | #DIV/0! | #DIV/0! | #DIV/0! | #DIV/0! | #DIV/0! | #DIV/0! | #DIV/0! | #DIV/0! | #DIV/0! | #DIV/0! | #DIV/0! | 0 | 0 | #DIV/0! | #DIV/0! | #DIV/0! | #DIV/0! | #DIV/0! | #DIV/0! | #DIV/0! | #DIV/0! | #DIV/0! | #DIV/0! | #DIV/0! | #DIV/0! | #DIV/0! | #DIV/0! | #DIV/0! | #DIV/0! | #DIV/0! | #DIV/0! | #DIV/0! | #DIV/0! | #DIV/0! | #DIV/0! | #DIV/0! | #DIV/0! | #DIV/0! | #DIV/0! | 4 | 2 | 1 | 0 | 0 | 0 | 0 | 0 | #N/A | #N/A | #N/A | #N/A | #N/A | #N/A | #N/A | #N/A | #N/A | #N/A | #N/A | #N/A | #N/A | #N/A | #N/A | #N/A | #DIV/0! | #DIV/0! | #DIV/0! | #DIV/0! | #DIV/0! | #DIV/0! | #DIV/0! | #DIV/0! | #DIV/0! | #DIV/0! | #DIV/0! | #DIV/0! | #DIV/0! | #DIV/0! | #DIV/0! | #DIV/0! | #DIV/0! | #DIV/0! | #DIV/0! | #DIV/0! | #DIV/0! | #DIV/0! | #DIV/0! | #DIV/0! | #DIV/0! | #DIV/0! | #DIV/0! | #DIV/0! | #DIV/0! | #DIV/0! | #DIV/0! | #DIV/0! | #DIV/0! | #DIV/0! | #DIV/0! | #DIV/0!
0 | 0 | #DIV/0! | #DIV/0! | #DIV/0! | #DIV/0! | #DIV/0! | #DIV/0! | #DIV/0! | #DIV/0! | #DIV/0! | #DIV/0! | #DIV/0! | #DIV/0! | #DIV/0! | #DIV/0! | #DIV/0! | #DIV/0! | 0 | 0 | #DIV/0! | #DIV/0! | #DIV/0! | #DIV/0! | #DIV/0! | #DIV/0! | #DIV/0! | #DIV/0! | #DIV/0! | #DIV/0! | #DIV/0! | #DIV/0! | #DIV/0! | #DIV/0! | #DIV/0! | #DIV/0! | #DIV/0! | #DIV/0! | #DIV/0! | #DIV/0! | #DIV/0! | #DIV/0! | #DIV/0! | #DIV/0! | #DIV/0! | #DIV/0! | 4 | 2 | 1 | 0 | 0 | 0 | 0 | 0 | #N/A | #N/A | #N/A | #N/A | #N/A | #N/A | #N/A | #N/A | #N/A | #N/A | #N/A | #N/A | #N/A | #N/A | #N/A | #N/A | #DIV/0! | #DIV/0! | #DIV/0! | #DIV/0! | #DIV/0! | #DIV/0! | #DIV/0! | #DIV/0! | #DIV/0! | #DIV/0! | #DIV/0! | #DIV/0! | #DIV/0! | #DIV/0! | #DIV/0! | #DIV/0! | #DIV/0! | #DIV/0! | #DIV/0! | #DIV/0! | #DIV/0! | #DIV/0! | #DIV/0! | #DIV/0! | #DIV/0! | #DIV/0! | #DIV/0! | #DIV/0! | #DIV/0! | #DIV/0! | #DIV/0! | #DIV/0! | #DIV/0! | #DIV/0! | #DIV/0! | #DIV/0!
0 | 0 | #DIV/0! | #DIV/0! | #DIV/0! | #DIV/0! | #DIV/0! | #DIV/0! | #DIV/0! | #DIV/0! | #DIV/0! | #DIV/0! | #DIV/0! | #DIV/0! | #DIV/0! | #DIV/0! | #DIV/0! | #DIV/0! | 0 | 0 | #DIV/0! | #DIV/0! | #DIV/0! | #DIV/0! | #DIV/0! | #DIV/0! | #DIV/0! | #DIV/0! | #DIV/0! | #DIV/0! | #DIV/0! | #DIV/0! | #DIV/0! | #DIV/0! | #DIV/0! | #DIV/0! | #DIV/0! | #DIV/0! | #DIV/0! | #DIV/0! | #DIV/0! | #DIV/0! | #DIV/0! | #DIV/0! | #DIV/0! | #DIV/0! | 4 | 2 | 1 | 0 | 0 | 0 | 0 | 0 | #N/A | #N/A | #N/A | #N/A | #N/A | #N/A | #N/A | #N/A | #N/A | #N/A | #N/A | #N/A | #N/A | #N/A | #N/A | #N/A | #DIV/0! | #DIV/0! | #DIV/0! | #DIV/0! | #DIV/0! | #DIV/0! | #DIV/0! | #DIV/0! | #DIV/0! | #DIV/0! | #DIV/0! | #DIV/0! | #DIV/0! | #DIV/0! | #DIV/0! | #DIV/0! | #DIV/0! | #DIV/0! | #DIV/0! | #DIV/0! | #DIV/0! | #DIV/0! | #DIV/0! | #DIV/0! | #DIV/0! | #DIV/0! | #DIV/0! | #DIV/0! | #DIV/0! | #DIV/0! | #DIV/0! | #DIV/0! | #DIV/0! | #DIV/0! | #DIV/0! | #DIV/0!
0 | 0 | #DIV/0! | #DIV/0! | #DIV/0! | #DIV/0! | #DIV/0! | #DIV/0! | #DIV/0! | #DIV/0! | #DIV/0! | #DIV/0! | #DIV/0! | #DIV/0! | #DIV/0! | #DIV/0! | #DIV/0! | #DIV/0! | 0 | 0 | #DIV/0! | #DIV/0! | #DIV/0! | #DIV/0! | #DIV/0! | #DIV/0! | #DIV/0! | #DIV/0! | #DIV/0! | #DIV/0! | #DIV/0! | #DIV/0! | #DIV/0! | #DIV/0! | #DIV/0! | #DIV/0! | #DIV/0! | #DIV/0! | #DIV/0! | #DIV/0! | #DIV/0! | #DIV/0! | #DIV/0! | #DIV/0! | #DIV/0! | #DIV/0! | 4 | 2 | 1 | 0 | 0 | 0 | 0 | 0 | #N/A | #N/A | #N/A | #N/A | #N/A | #N/A | #N/A | #N/A | #N/A | #N/A | #N/A | #N/A | #N/A | #N/A | #N/A | #N/A | #DIV/0! | #DIV/0! | #DIV/0! | #DIV/0! | #DIV/0! | #DIV/0! | #DIV/0! | #DIV/0! | #DIV/0! | #DIV/0! | #DIV/0! | #DIV/0! | #DIV/0! | #DIV/0! | #DIV/0! | #DIV/0! | #DIV/0! | #DIV/0! | #DIV/0! | #DIV/0! | #DIV/0! | #DIV/0! | #DIV/0! | #DIV/0! | #DIV/0! | #DIV/0! | #DIV/0! | #DIV/0! | #DIV/0! | #DIV/0! | #DIV/0! | #DIV/0! | #DIV/0! | #DIV/0! | #DIV/0! | #DIV/0!
0 | 0 | #DIV/0! | #DIV/0! | #DIV/0! | #DIV/0! | #DIV/0! | #DIV/0! | #DIV/0! | #DIV/0! | #DIV/0! | #DIV/0! | #DIV/0! | #DIV/0! | #DIV/0! | #DIV/0! | #DIV/0! | #DIV/0! | 0 | 0 | #DIV/0! | #DIV/0! | #DIV/0! | #DIV/0! | #DIV/0! | #DIV/0! | #DIV/0! | #DIV/0! | #DIV/0! | #DIV/0! | #DIV/0! | #DIV/0! | #DIV/0! | #DIV/0! | #DIV/0! | #DIV/0! | #DIV/0! | #DIV/0! | #DIV/0! | #DIV/0! | #DIV/0! | #DIV/0! | #DIV/0! | #DIV/0! | #DIV/0! | #DIV/0! | 4 | 2 | 1 | 0 | 0 | 0 | 0 | 0 | #N/A | #N/A | #N/A | #N/A | #N/A | #N/A | #N/A | #N/A | #N/A | #N/A | #N/A | #N/A | #N/A | #N/A | #N/A | #N/A | #DIV/0! | #DIV/0! | #DIV/0! | #DIV/0! | #DIV/0! | #DIV/0! | #DIV/0! | #DIV/0! | #DIV/0! | #DIV/0! | #DIV/0! | #DIV/0! | #DIV/0! | #DIV/0! | #DIV/0! | #DIV/0! | #DIV/0! | #DIV/0! | #DIV/0! | #DIV/0! | #DIV/0! | #DIV/0! | #DIV/0! | #DIV/0! | #DIV/0! | #DIV/0! | #DIV/0! | #DIV/0! | #DIV/0! | #DIV/0! | #DIV/0! | #DIV/0! | #DIV/0! | #DIV/0! | #DIV/0! | #DIV/0!
0 | 0 | #DIV/0! | #DIV/0! | #DIV/0! | #DIV/0! | #DIV/0! | #DIV/0! | #DIV/0! | #DIV/0! | #DIV/0! | #DIV/0! | #DIV/0! | #DIV/0! | #DIV/0! | #DIV/0! | #DIV/0! | #DIV/0! | 0 | 0 | #DIV/0! | #DIV/0! | #DIV/0! | #DIV/0! | #DIV/0! | #DIV/0! | #DIV/0! | #DIV/0! | #DIV/0! | #DIV/0! | #DIV/0! | #DIV/0! | #DIV/0! | #DIV/0! | #DIV/0! | #DIV/0! | #DIV/0! | #DIV/0! | #DIV/0! | #DIV/0! | #DIV/0! | #DIV/0! | #DIV/0! | #DIV/0! | #DIV/0! | #DIV/0! | 4 | 2 | 1 | 0 | 0 | 0 | 0 | 0 | #N/A | #N/A | #N/A | #N/A | #N/A | #N/A | #N/A | #N/A | #N/A | #N/A | #N/A | #N/A | #N/A | #N/A | #N/A | #N/A | #DIV/0! | #DIV/0! | #DIV/0! | #DIV/0! | #DIV/0! | #DIV/0! | #DIV/0! | #DIV/0! | #DIV/0! | #DIV/0! | #DIV/0! | #DIV/0! | #DIV/0! | #DIV/0! | #DIV/0! | #DIV/0! | #DIV/0! | #DIV/0! | #DIV/0! | #DIV/0! | #DIV/0! | #DIV/0! | #DIV/0! | #DIV/0! | #DIV/0! | #DIV/0! | #DIV/0! | #DIV/0! | #DIV/0! | #DIV/0! | #DIV/0! | #DIV/0! | #DIV/0! | #DIV/0! | #DIV/0! | #DIV/0!
0 | 0 | #DIV/0! | #DIV/0! | #DIV/0! | #DIV/0! | #DIV/0! | #DIV/0! | #DIV/0! | #DIV/0! | #DIV/0! | #DIV/0! | #DIV/0! | #DIV/0! | #DIV/0! | #DIV/0! | #DIV/0! | #DIV/0! | 0 | 0 | #DIV/0! | #DIV/0! | #DIV/0! | #DIV/0! | #DIV/0! | #DIV/0! | #DIV/0! | #DIV/0! | #DIV/0! | #DIV/0! | #DIV/0! | #DIV/0! | #DIV/0! | #DIV/0! | #DIV/0! | #DIV/0! | #DIV/0! | #DIV/0! | #DIV/0! | #DIV/0! | #DIV/0! | #DIV/0! | #DIV/0! | #DIV/0! | #DIV/0! | #DIV/0! | 4 | 2 | 1 | 0 | 0 | 0 | 0 | 0 | #N/A | #N/A | #N/A | #N/A | #N/A | #N/A | #N/A | #N/A | #N/A | #N/A | #N/A | #N/A | #N/A | #N/A | #N/A | #N/A | #DIV/0! | #DIV/0! | #DIV/0! | #DIV/0! | #DIV/0! | #DIV/0! | #DIV/0! | #DIV/0! | #DIV/0! | #DIV/0! | #DIV/0! | #DIV/0! | #DIV/0! | #DIV/0! | #DIV/0! | #DIV/0! | #DIV/0! | #DIV/0! | #DIV/0! | #DIV/0! | #DIV/0! | #DIV/0! | #DIV/0! | #DIV/0! | #DIV/0! | #DIV/0! | #DIV/0! | #DIV/0! | #DIV/0! | #DIV/0! | #DIV/0! | #DIV/0! | #DIV/0! | #DIV/0! | #DIV/0! | #DIV/0!
0 | 0 | #DIV/0! | #DIV/0! | #DIV/0! | #DIV/0! | #DIV/0! | #DIV/0! | #DIV/0! | #DIV/0! | #DIV/0! | #DIV/0! | #DIV/0! | #DIV/0! | #DIV/0! | #DIV/0! | #DIV/0! | #DIV/0! | 0 | 0 | #DIV/0! | #DIV/0! | #DIV/0! | #DIV/0! | #DIV/0! | #DIV/0! | #DIV/0! | #DIV/0! | #DIV/0! | #DIV/0! | #DIV/0! | #DIV/0! | #DIV/0! | #DIV/0! | #DIV/0! | #DIV/0! | #DIV/0! | #DIV/0! | #DIV/0! | #DIV/0! | #DIV/0! | #DIV/0! | #DIV/0! | #DIV/0! | #DIV/0! | #DIV/0! | 4 | 2 | 1 | 0 | 0 | 0 | 0 | 0 | #N/A | #N/A | #N/A | #N/A | #N/A | #N/A | #N/A | #N/A | #N/A | #N/A | #N/A | #N/A | #N/A | #N/A | #N/A | #N/A | #DIV/0! | #DIV/0! | #DIV/0! | #DIV/0! | #DIV/0! | #DIV/0! | #DIV/0! | #DIV/0! | #DIV/0! | #DIV/0! | #DIV/0! | #DIV/0! | #DIV/0! | #DIV/0! | #DIV/0! | #DIV/0! | #DIV/0! | #DIV/0! | #DIV/0! | #DIV/0! | #DIV/0! | #DIV/0! | #DIV/0! | #DIV/0! | #DIV/0! | #DIV/0! | #DIV/0! | #DIV/0! | #DIV/0! | #DIV/0! | #DIV/0! | #DIV/0! | #DIV/0! | #DIV/0! | #DIV/0! | #DIV/0!
0 | 0 | #DIV/0! | #DIV/0! | #DIV/0! | #DIV/0! | #DIV/0! | #DIV/0! | #DIV/0! | #DIV/0! | #DIV/0! | #DIV/0! | #DIV/0! | #DIV/0! | #DIV/0! | #DIV/0! | #DIV/0! | #DIV/0! | 0 | 0 | #DIV/0! | #DIV/0! | #DIV/0! | #DIV/0! | #DIV/0! | #DIV/0! | #DIV/0! | #DIV/0! | #DIV/0! | #DIV/0! | #DIV/0! | #DIV/0! | #DIV/0! | #DIV/0! | #DIV/0! | #DIV/0! | #DIV/0! | #DIV/0! | #DIV/0! | #DIV/0! | #DIV/0! | #DIV/0! | #DIV/0! | #DIV/0! | #DIV/0! | #DIV/0! | 4 | 2 | 1 | 0 | 0 | 0 | 0 | 0 | #N/A | #N/A | #N/A | #N/A | #N/A | #N/A | #N/A | #N/A | #N/A | #N/A | #N/A | #N/A | #N/A | #N/A | #N/A | #N/A | #DIV/0! | #DIV/0! | #DIV/0! | #DIV/0! | #DIV/0! | #DIV/0! | #DIV/0! | #DIV/0! | #DIV/0! | #DIV/0! | #DIV/0! | #DIV/0! | #DIV/0! | #DIV/0! | #DIV/0! | #DIV/0! | #DIV/0! | #DIV/0! | #DIV/0! | #DIV/0! | #DIV/0! | #DIV/0! | #DIV/0! | #DIV/0! | #DIV/0! | #DIV/0! | #DIV/0! | #DIV/0! | #DIV/0! | #DIV/0! | #DIV/0! | #DIV/0! | #DIV/0! | #DIV/0! | #DIV/0! | #DIV/0!
0 | 0 | #DIV/0! | #DIV/0! | #DIV/0! | #DIV/0! | #DIV/0! | #DIV/0! | #DIV/0! | #DIV/0! | #DIV/0! | #DIV/0! | #DIV/0! | #DIV/0! | #DIV/0! | #DIV/0! | #DIV/0! | #DIV/0! | 0 | 0 | #DIV/0! | #DIV/0! | #DIV/0! | #DIV/0! | #DIV/0! | #DIV/0! | #DIV/0! | #DIV/0! | #DIV/0! | #DIV/0! | #DIV/0! | #DIV/0! | #DIV/0! | #DIV/0! | #DIV/0! | #DIV/0! | #DIV/0! | #DIV/0! | #DIV/0! | #DIV/0! | #DIV/0! | #DIV/0! | #DIV/0! | #DIV/0! | #DIV/0! | #DIV/0! | 4 | 2 | 1 | 0 | 0 | 0 | 0 | 0 | #N/A | #N/A | #N/A | #N/A | #N/A | #N/A | #N/A | #N/A | #N/A | #N/A | #N/A | #N/A | #N/A | #N/A | #N/A | #N/A | #DIV/0! | #DIV/0! | #DIV/0! | #DIV/0! | #DIV/0! | #DIV/0! | #DIV/0! | #DIV/0! | #DIV/0! | #DIV/0! | #DIV/0! | #DIV/0! | #DIV/0! | #DIV/0! | #DIV/0! | #DIV/0! | #DIV/0! | #DIV/0! | #DIV/0! | #DIV/0! | #DIV/0! | #DIV/0! | #DIV/0! | #DIV/0! | #DIV/0! | #DIV/0! | #DIV/0! | #DIV/0! | #DIV/0! | #DIV/0! | #DIV/0! | #DIV/0! | #DIV/0! | #DIV/0! | #DIV/0! | #DIV/0!
0 | 0 | #DIV/0! | #DIV/0! | #DIV/0! | #DIV/0! | #DIV/0! | #DIV/0! | #DIV/0! | #DIV/0! | #DIV/0! | #DIV/0! | #DIV/0! | #DIV/0! | #DIV/0! | #DIV/0! | #DIV/0! | #DIV/0! | 0 | 0 | #DIV/0! | #DIV/0! | #DIV/0! | #DIV/0! | #DIV/0! | #DIV/0! | #DIV/0! | #DIV/0! | #DIV/0! | #DIV/0! | #DIV/0! | #DIV/0! | #DIV/0! | #DIV/0! | #DIV/0! | #DIV/0! | #DIV/0! | #DIV/0! | #DIV/0! | #DIV/0! | #DIV/0! | #DIV/0! | #DIV/0! | #DIV/0! | #DIV/0! | #DIV/0! | 4 | 2 | 1 | 0 | 0 | 0 | 0 | 0 | #N/A | #N/A | #N/A | #N/A | #N/A | #N/A | #N/A | #N/A | #N/A | #N/A | #N/A | #N/A | #N/A | #N/A | #N/A | #N/A | #DIV/0! | #DIV/0! | #DIV/0! | #DIV/0! | #DIV/0! | #DIV/0! | #DIV/0! | #DIV/0! | #DIV/0! | #DIV/0! | #DIV/0! | #DIV/0! | #DIV/0! | #DIV/0! | #DIV/0! | #DIV/0! | #DIV/0! | #DIV/0! | #DIV/0! | #DIV/0! | #DIV/0! | #DIV/0! | #DIV/0! | #DIV/0! | #DIV/0! | #DIV/0! | #DIV/0! | #DIV/0! | #DIV/0! | #DIV/0! | #DIV/0! | #DIV/0! | #DIV/0! | #DIV/0! | #DIV/0! | #DIV/0!
0 | 0 | #DIV/0! | #DIV/0! | #DIV/0! | #DIV/0! | #DIV/0! | #DIV/0! | #DIV/0! | #DIV/0! | #DIV/0! | #DIV/0! | #DIV/0! | #DIV/0! | #DIV/0! | #DIV/0! | #DIV/0! | #DIV/0! | 0 | 0 | #DIV/0! | #DIV/0! | #DIV/0! | #DIV/0! | #DIV/0! | #DIV/0! | #DIV/0! | #DIV/0! | #DIV/0! | #DIV/0! | #DIV/0! | #DIV/0! | #DIV/0! | #DIV/0! | #DIV/0! | #DIV/0! | #DIV/0! | #DIV/0! | #DIV/0! | #DIV/0! | #DIV/0! | #DIV/0! | #DIV/0! | #DIV/0! | #DIV/0! | #DIV/0! | 4 | 2 | 1 | 0 | 0 | 0 | 0 | 0 | #N/A | #N/A | #N/A | #N/A | #N/A | #N/A | #N/A | #N/A | #N/A | #N/A | #N/A | #N/A | #N/A | #N/A | #N/A | #N/A | #DIV/0! | #DIV/0! | #DIV/0! | #DIV/0! | #DIV/0! | #DIV/0! | #DIV/0! | #DIV/0! | #DIV/0! | #DIV/0! | #DIV/0! | #DIV/0! | #DIV/0! | #DIV/0! | #DIV/0! | #DIV/0! | #DIV/0! | #DIV/0! | #DIV/0! | #DIV/0! | #DIV/0! | #DIV/0! | #DIV/0! | #DIV/0! | #DIV/0! | #DIV/0! | #DIV/0! | #DIV/0! | #DIV/0! | #DIV/0! | #DIV/0! | #DIV/0! | #DIV/0! | #DIV/0! | #DIV/0! | #DIV/0!
0 | 0 | #DIV/0! | #DIV/0! | #DIV/0! | #DIV/0! | #DIV/0! | #DIV/0! | #DIV/0! | #DIV/0! | #DIV/0! | #DIV/0! | #DIV/0! | #DIV/0! | #DIV/0! | #DIV/0! | #DIV/0! | #DIV/0! | 0 | 0 | #DIV/0! | #DIV/0! | #DIV/0! | #DIV/0! | #DIV/0! | #DIV/0! | #DIV/0! | #DIV/0! | #DIV/0! | #DIV/0! | #DIV/0! | #DIV/0! | #DIV/0! | #DIV/0! | #DIV/0! | #DIV/0! | #DIV/0! | #DIV/0! | #DIV/0! | #DIV/0! | #DIV/0! | #DIV/0! | #DIV/0! | #DIV/0! | #DIV/0! | #DIV/0! | 4 | 2 | 1 | 0 | 0 | 0 | 0 | 0 | #N/A | #N/A | #N/A | #N/A | #N/A | #N/A | #N/A | #N/A | #N/A | #N/A | #N/A | #N/A | #N/A | #N/A | #N/A | #N/A | #DIV/0! | #DIV/0! | #DIV/0! | #DIV/0! | #DIV/0! | #DIV/0! | #DIV/0! | #DIV/0! | #DIV/0! | #DIV/0! | #DIV/0! | #DIV/0! | #DIV/0! | #DIV/0! | #DIV/0! | #DIV/0! | #DIV/0! | #DIV/0! | #DIV/0! | #DIV/0! | #DIV/0! | #DIV/0! | #DIV/0! | #DIV/0! | #DIV/0! | #DIV/0! | #DIV/0! | #DIV/0! | #DIV/0! | #DIV/0! | #DIV/0! | #DIV/0! | #DIV/0! | #DIV/0! | #DIV/0! | #DIV/0!
0 | 0 | #DIV/0! | #DIV/0! | #DIV/0! | #DIV/0! | #DIV/0! | #DIV/0! | #DIV/0! | #DIV/0! | #DIV/0! | #DIV/0! | #DIV/0! | #DIV/0! | #DIV/0! | #DIV/0! | #DIV/0! | #DIV/0! | 0 | 0 | #DIV/0! | #DIV/0! | #DIV/0! | #DIV/0! | #DIV/0! | #DIV/0! | #DIV/0! | #DIV/0! | #DIV/0! | #DIV/0! | #DIV/0! | #DIV/0! | #DIV/0! | #DIV/0! | #DIV/0! | #DIV/0! | #DIV/0! | #DIV/0! | #DIV/0! | #DIV/0! | #DIV/0! | #DIV/0! | #DIV/0! | #DIV/0! | #DIV/0! | #DIV/0! | 4 | 2 | 1 | 0 | 0 | 0 | 0 | 0 | #N/A | #N/A | #N/A | #N/A | #N/A | #N/A | #N/A | #N/A | #N/A | #N/A | #N/A | #N/A | #N/A | #N/A | #N/A | #N/A | #DIV/0! | #DIV/0! | #DIV/0! | #DIV/0! | #DIV/0! | #DIV/0! | #DIV/0! | #DIV/0! | #DIV/0! | #DIV/0! | #DIV/0! | #DIV/0! | #DIV/0! | #DIV/0! | #DIV/0! | #DIV/0! | #DIV/0! | #DIV/0! | #DIV/0! | #DIV/0! | #DIV/0! | #DIV/0! | #DIV/0! | #DIV/0! | #DIV/0! | #DIV/0! | #DIV/0! | #DIV/0! | #DIV/0! | #DIV/0! | #DIV/0! | #DIV/0! | #DIV/0! | #DIV/0! | #DIV/0! | #DIV/0!
0 | 0 | #DIV/0! | #DIV/0! | #DIV/0! | #DIV/0! | #DIV/0! | #DIV/0! | #DIV/0! | #DIV/0! | #DIV/0! | #DIV/0! | #DIV/0! | #DIV/0! | #DIV/0! | #DIV/0! | #DIV/0! | #DIV/0! | 0 | 0 | #DIV/0! | #DIV/0! | #DIV/0! | #DIV/0! | #DIV/0! | #DIV/0! | #DIV/0! | #DIV/0! | #DIV/0! | #DIV/0! | #DIV/0! | #DIV/0! | #DIV/0! | #DIV/0! | #DIV/0! | #DIV/0! | #DIV/0! | #DIV/0! | #DIV/0! | #DIV/0! | #DIV/0! | #DIV/0! | #DIV/0! | #DIV/0! | #DIV/0! | #DIV/0! | 4 | 2 | 1 | 0 | 0 | 0 | 0 | 0 | #N/A | #N/A | #N/A | #N/A | #N/A | #N/A | #N/A | #N/A | #N/A | #N/A | #N/A | #N/A | #N/A | #N/A | #N/A | #N/A | #DIV/0! | #DIV/0! | #DIV/0! | #DIV/0! | #DIV/0! | #DIV/0! | #DIV/0! | #DIV/0! | #DIV/0! | #DIV/0! | #DIV/0! | #DIV/0! | #DIV/0! | #DIV/0! | #DIV/0! | #DIV/0! | #DIV/0! | #DIV/0! | #DIV/0! | #DIV/0! | #DIV/0! | #DIV/0! | #DIV/0! | #DIV/0! | #DIV/0! | #DIV/0! | #DIV/0! | #DIV/0! | #DIV/0! | #DIV/0! | #DIV/0! | #DIV/0! | #DIV/0! | #DIV/0! | #DIV/0! | #DIV/0!
0 | 0 | #DIV/0! | #DIV/0! | #DIV/0! | #DIV/0! | #DIV/0! | #DIV/0! | #DIV/0! | #DIV/0! | #DIV/0! | #DIV/0! | #DIV/0! | #DIV/0! | #DIV/0! | #DIV/0! | #DIV/0! | #DIV/0! | 0 | 0 | #DIV/0! | #DIV/0! | #DIV/0! | #DIV/0! | #DIV/0! | #DIV/0! | #DIV/0! | #DIV/0! | #DIV/0! | #DIV/0! | #DIV/0! | #DIV/0! | #DIV/0! | #DIV/0! | #DIV/0! | #DIV/0! | #DIV/0! | #DIV/0! | #DIV/0! | #DIV/0! | #DIV/0! | #DIV/0! | #DIV/0! | #DIV/0! | #DIV/0! | #DIV/0! | 4 | 2 | 1 | 0 | 0 | 0 | 0 | 0 | #N/A | #N/A | #N/A | #N/A | #N/A | #N/A | #N/A | #N/A | #N/A | #N/A | #N/A | #N/A | #N/A | #N/A | #N/A | #N/A | #DIV/0! | #DIV/0! | #DIV/0! | #DIV/0! | #DIV/0! | #DIV/0! | #DIV/0! | #DIV/0! | #DIV/0! | #DIV/0! | #DIV/0! | #DIV/0! | #DIV/0! | #DIV/0! | #DIV/0! | #DIV/0! | #DIV/0! | #DIV/0! | #DIV/0! | #DIV/0! | #DIV/0! | #DIV/0! | #DIV/0! | #DIV/0! | #DIV/0! | #DIV/0! | #DIV/0! | #DIV/0! | #DIV/0! | #DIV/0! | #DIV/0! | #DIV/0! | #DIV/0! | #DIV/0! | #DIV/0! | #DIV/0!
0 | 0 | #DIV/0! | #DIV/0! | #DIV/0! | #DIV/0! | #DIV/0! | #DIV/0! | #DIV/0! | #DIV/0! | #DIV/0! | #DIV/0! | #DIV/0! | #DIV/0! | #DIV/0! | #DIV/0! | #DIV/0! | #DIV/0! | 0 | 0 | #DIV/0! | #DIV/0! | #DIV/0! | #DIV/0! | #DIV/0! | #DIV/0! | #DIV/0! | #DIV/0! | #DIV/0! | #DIV/0! | #DIV/0! | #DIV/0! | #DIV/0! | #DIV/0! | #DIV/0! | #DIV/0! | #DIV/0! | #DIV/0! | #DIV/0! | #DIV/0! | #DIV/0! | #DIV/0! | #DIV/0! | #DIV/0! | #DIV/0! | #DIV/0! | 4 | 2 | 1 | 0 | 0 | 0 | 0 | 0 | #N/A | #N/A | #N/A | #N/A | #N/A | #N/A | #N/A | #N/A | #N/A | #N/A | #N/A | #N/A | #N/A | #N/A | #N/A | #N/A | #DIV/0! | #DIV/0! | #DIV/0! | #DIV/0! | #DIV/0! | #DIV/0! | #DIV/0! | #DIV/0! | #DIV/0! | #DIV/0! | #DIV/0! | #DIV/0! | #DIV/0! | #DIV/0! | #DIV/0! | #DIV/0! | #DIV/0! | #DIV/0! | #DIV/0! | #DIV/0! | #DIV/0! | #DIV/0! | #DIV/0! | #DIV/0! | #DIV/0! | #DIV/0! | #DIV/0! | #DIV/0! | #DIV/0! | #DIV/0! | #DIV/0! | #DIV/0! | #DIV/0! | #DIV/0! | #DIV/0! | #DIV/0!
0 | 0 | #DIV/0! | #DIV/0! | #DIV/0! | #DIV/0! | #DIV/0! | #DIV/0! | #DIV/0! | #DIV/0! | #DIV/0! | #DIV/0! | #DIV/0! | #DIV/0! | #DIV/0! | #DIV/0! | #DIV/0! | #DIV/0! | 0 | 0 | #DIV/0! | #DIV/0! | #DIV/0! | #DIV/0! | #DIV/0! | #DIV/0! | #DIV/0! | #DIV/0! | #DIV/0! | #DIV/0! | #DIV/0! | #DIV/0! | #DIV/0! | #DIV/0! | #DIV/0! | #DIV/0! | #DIV/0! | #DIV/0! | #DIV/0! | #DIV/0! | #DIV/0! | #DIV/0! | #DIV/0! | #DIV/0! | #DIV/0! | #DIV/0! | 4 | 2 | 1 | 0 | 0 | 0 | 0 | 0 | #N/A | #N/A | #N/A | #N/A | #N/A | #N/A | #N/A | #N/A | #N/A | #N/A | #N/A | #N/A | #N/A | #N/A | #N/A | #N/A | #DIV/0! | #DIV/0! | #DIV/0! | #DIV/0! | #DIV/0! | #DIV/0! | #DIV/0! | #DIV/0! | #DIV/0! | #DIV/0! | #DIV/0! | #DIV/0! | #DIV/0! | #DIV/0! | #DIV/0! | #DIV/0! | #DIV/0! | #DIV/0! | #DIV/0! | #DIV/0! | #DIV/0! | #DIV/0! | #DIV/0! | #DIV/0! | #DIV/0! | #DIV/0! | #DIV/0! | #DIV/0! | #DIV/0! | #DIV/0! | #DIV/0! | #DIV/0! | #DIV/0! | #DIV/0! | #DIV/0! | #DIV/0!
0 | 0 | #DIV/0! | #DIV/0! | #DIV/0! | #DIV/0! | #DIV/0! | #DIV/0! | #DIV/0! | #DIV/0! | #DIV/0! | #DIV/0! | #DIV/0! | #DIV/0! | #DIV/0! | #DIV/0! | #DIV/0! | #DIV/0! | 0 | 0 | #DIV/0! | #DIV/0! | #DIV/0! | #DIV/0! | #DIV/0! | #DIV/0! | #DIV/0! | #DIV/0! | #DIV/0! | #DIV/0! | #DIV/0! | #DIV/0! | #DIV/0! | #DIV/0! | #DIV/0! | #DIV/0! | #DIV/0! | #DIV/0! | #DIV/0! | #DIV/0! | #DIV/0! | #DIV/0! | #DIV/0! | #DIV/0! | #DIV/0! | #DIV/0! | 4 | 2 | 1 | 0 | 0 | 0 | 0 | 0 | #N/A | #N/A | #N/A | #N/A | #N/A | #N/A | #N/A | #N/A | #N/A | #N/A | #N/A | #N/A | #N/A | #N/A | #N/A | #N/A | #DIV/0! | #DIV/0! | #DIV/0! | #DIV/0! | #DIV/0! | #DIV/0! | #DIV/0! | #DIV/0! | #DIV/0! | #DIV/0! | #DIV/0! | #DIV/0! | #DIV/0! | #DIV/0! | #DIV/0! | #DIV/0! | #DIV/0! | #DIV/0! | #DIV/0! | #DIV/0! | #DIV/0! | #DIV/0! | #DIV/0! | #DIV/0! | #DIV/0! | #DIV/0! | #DIV/0! | #DIV/0! | #DIV/0! | #DIV/0! | #DIV/0! | #DIV/0! | #DIV/0! | #DIV/0! | #DIV/0! | #DIV/0!
0 | 0 | #DIV/0! | #DIV/0! | #DIV/0! | #DIV/0! | #DIV/0! | #DIV/0! | #DIV/0! | #DIV/0! | #DIV/0! | #DIV/0! | #DIV/0! | #DIV/0! | #DIV/0! | #DIV/0! | #DIV/0! | #DIV/0! | 0 | 0 | #DIV/0! | #DIV/0! | #DIV/0! | #DIV/0! | #DIV/0! | #DIV/0! | #DIV/0! | #DIV/0! | #DIV/0! | #DIV/0! | #DIV/0! | #DIV/0! | #DIV/0! | #DIV/0! | #DIV/0! | #DIV/0! | #DIV/0! | #DIV/0! | #DIV/0! | #DIV/0! | #DIV/0! | #DIV/0! | #DIV/0! | #DIV/0! | #DIV/0! | #DIV/0! | 4 | 2 | 1 | 0 | 0 | 0 | 0 | 0 | #N/A | #N/A | #N/A | #N/A | #N/A | #N/A | #N/A | #N/A | #N/A | #N/A | #N/A | #N/A | #N/A | #N/A | #N/A | #N/A | #DIV/0! | #DIV/0! | #DIV/0! | #DIV/0! | #DIV/0! | #DIV/0! | #DIV/0! | #DIV/0! | #DIV/0! | #DIV/0! | #DIV/0! | #DIV/0! | #DIV/0! | #DIV/0! | #DIV/0! | #DIV/0! | #DIV/0! | #DIV/0! | #DIV/0! | #DIV/0! | #DIV/0! | #DIV/0! | #DIV/0! | #DIV/0! | #DIV/0! | #DIV/0! | #DIV/0! | #DIV/0! | #DIV/0! | #DIV/0! | #DIV/0! | #DIV/0! | #DIV/0! | #DIV/0! | #DIV/0! | #DIV/0!
0 | 0 | #DIV/0! | #DIV/0! | #DIV/0! | #DIV/0! | #DIV/0! | #DIV/0! | #DIV/0! | #DIV/0! | #DIV/0! | #DIV/0! | #DIV/0! | #DIV/0! | #DIV/0! | #DIV/0! | #DIV/0! | #DIV/0! | 0 | 0 | #DIV/0! | #DIV/0! | #DIV/0! | #DIV/0! | #DIV/0! | #DIV/0! | #DIV/0! | #DIV/0! | #DIV/0! | #DIV/0! | #DIV/0! | #DIV/0! | #DIV/0! | #DIV/0! | #DIV/0! | #DIV/0! | #DIV/0! | #DIV/0! | #DIV/0! | #DIV/0! | #DIV/0! | #DIV/0! | #DIV/0! | #DIV/0! | #DIV/0! | #DIV/0! | 4 | 2 | 1 | 0 | 0 | 0 | 0 | 0 | #N/A | #N/A | #N/A | #N/A | #N/A | #N/A | #N/A | #N/A | #N/A | #N/A | #N/A | #N/A | #N/A | #N/A | #N/A | #N/A | #DIV/0! | #DIV/0! | #DIV/0! | #DIV/0! | #DIV/0! | #DIV/0! | #DIV/0! | #DIV/0! | #DIV/0! | #DIV/0! | #DIV/0! | #DIV/0! | #DIV/0! | #DIV/0! | #DIV/0! | #DIV/0! | #DIV/0! | #DIV/0! | #DIV/0! | #DIV/0! | #DIV/0! | #DIV/0! | #DIV/0! | #DIV/0! | #DIV/0! | #DIV/0! | #DIV/0! | #DIV/0! | #DIV/0! | #DIV/0! | #DIV/0! | #DIV/0! | #DIV/0! | #DIV/0! | #DIV/0! | #DIV/0!
0 | 0 | #DIV/0! | #DIV/0! | #DIV/0! | #DIV/0! | #DIV/0! | #DIV/0! | #DIV/0! | #DIV/0! | #DIV/0! | #DIV/0! | #DIV/0! | #DIV/0! | #DIV/0! | #DIV/0! | #DIV/0! | #DIV/0! | 0 | 0 | #DIV/0! | #DIV/0! | #DIV/0! | #DIV/0! | #DIV/0! | #DIV/0! | #DIV/0! | #DIV/0! | #DIV/0! | #DIV/0! | #DIV/0! | #DIV/0! | #DIV/0! | #DIV/0! | #DIV/0! | #DIV/0! | #DIV/0! | #DIV/0! | #DIV/0! | #DIV/0! | #DIV/0! | #DIV/0! | #DIV/0! | #DIV/0! | #DIV/0! | #DIV/0! | 4 | 2 | 1 | 0 | 0 | 0 | 0 | 0 | #N/A | #N/A | #N/A | #N/A | #N/A | #N/A | #N/A | #N/A | #N/A | #N/A | #N/A | #N/A | #N/A | #N/A | #N/A | #N/A | #DIV/0! | #DIV/0! | #DIV/0! | #DIV/0! | #DIV/0! | #DIV/0! | #DIV/0! | #DIV/0! | #DIV/0! | #DIV/0! | #DIV/0! | #DIV/0! | #DIV/0! | #DIV/0! | #DIV/0! | #DIV/0! | #DIV/0! | #DIV/0! | #DIV/0! | #DIV/0! | #DIV/0! | #DIV/0! | #DIV/0! | #DIV/0! | #DIV/0! | #DIV/0! | #DIV/0! | #DIV/0! | #DIV/0! | #DIV/0! | #DIV/0! | #DIV/0! | #DIV/0! | #DIV/0! | #DIV/0! | #DIV/0!
0 | 0 | #DIV/0! | #DIV/0! | #DIV/0! | #DIV/0! | #DIV/0! | #DIV/0! | #DIV/0! | #DIV/0! | #DIV/0! | #DIV/0! | #DIV/0! | #DIV/0! | #DIV/0! | #DIV/0! | #DIV/0! | #DIV/0! | 0 | 0 | #DIV/0! | #DIV/0! | #DIV/0! | #DIV/0! | #DIV/0! | #DIV/0! | #DIV/0! | #DIV/0! | #DIV/0! | #DIV/0! | #DIV/0! | #DIV/0! | #DIV/0! | #DIV/0! | #DIV/0! | #DIV/0! | #DIV/0! | #DIV/0! | #DIV/0! | #DIV/0! | #DIV/0! | #DIV/0! | #DIV/0! | #DIV/0! | #DIV/0! | #DIV/0! | 4 | 2 | 1 | 0 | 0 | 0 | 0 | 0 | #N/A | #N/A | #N/A | #N/A | #N/A | #N/A | #N/A | #N/A | #N/A | #N/A | #N/A | #N/A | #N/A | #N/A | #N/A | #N/A | #DIV/0! | #DIV/0! | #DIV/0! | #DIV/0! | #DIV/0! | #DIV/0! | #DIV/0! | #DIV/0! | #DIV/0! | #DIV/0! | #DIV/0! | #DIV/0! | #DIV/0! | #DIV/0! | #DIV/0! | #DIV/0! | #DIV/0! | #DIV/0! | #DIV/0! | #DIV/0! | #DIV/0! | #DIV/0! | #DIV/0! | #DIV/0! | #DIV/0! | #DIV/0! | #DIV/0! | #DIV/0! | #DIV/0! | #DIV/0! | #DIV/0! | #DIV/0! | #DIV/0! | #DIV/0! | #DIV/0! | #DIV/0!
0 | 0 | #DIV/0! | #DIV/0! | #DIV/0! | #DIV/0! | #DIV/0! | #DIV/0! | #DIV/0! | #DIV/0! | #DIV/0! | #DIV/0! | #DIV/0! | #DIV/0! | #DIV/0! | #DIV/0! | #DIV/0! | #DIV/0! | 0 | 0 | #DIV/0! | #DIV/0! | #DIV/0! | #DIV/0! | #DIV/0! | #DIV/0! | #DIV/0! | #DIV/0! | #DIV/0! | #DIV/0! | #DIV/0! | #DIV/0! | #DIV/0! | #DIV/0! | #DIV/0! | #DIV/0! | #DIV/0! | #DIV/0! | #DIV/0! | #DIV/0! | #DIV/0! | #DIV/0! | #DIV/0! | #DIV/0! | #DIV/0! | #DIV/0! | 4 | 2 | 1 | 0 | 0 | 0 | 0 | 0 | #N/A | #N/A | #N/A | #N/A | #N/A | #N/A | #N/A | #N/A | #N/A | #N/A | #N/A | #N/A | #N/A | #N/A | #N/A | #N/A | #DIV/0! | #DIV/0! | #DIV/0! | #DIV/0! | #DIV/0! | #DIV/0! | #DIV/0! | #DIV/0! | #DIV/0! | #DIV/0! | #DIV/0! | #DIV/0! | #DIV/0! | #DIV/0! | #DIV/0! | #DIV/0! | #DIV/0! | #DIV/0! | #DIV/0! | #DIV/0! | #DIV/0! | #DIV/0! | #DIV/0! | #DIV/0! | #DIV/0! | #DIV/0! | #DIV/0! | #DIV/0! | #DIV/0! | #DIV/0! | #DIV/0! | #DIV/0! | #DIV/0! | #DIV/0! | #DIV/0! | #DIV/0!
0 | 0 | #DIV/0! | #DIV/0! | #DIV/0! | #DIV/0! | #DIV/0! | #DIV/0! | #DIV/0! | #DIV/0! | #DIV/0! | #DIV/0! | #DIV/0! | #DIV/0! | #DIV/0! | #DIV/0! | #DIV/0! | #DIV/0! | 0 | 0 | #DIV/0! | #DIV/0! | #DIV/0! | #DIV/0! | #DIV/0! | #DIV/0! | #DIV/0! | #DIV/0! | #DIV/0! | #DIV/0! | #DIV/0! | #DIV/0! | #DIV/0! | #DIV/0! | #DIV/0! | #DIV/0! | #DIV/0! | #DIV/0! | #DIV/0! | #DIV/0! | #DIV/0! | #DIV/0! | #DIV/0! | #DIV/0! | #DIV/0! | #DIV/0! | 4 | 2 | 1 | 0 | 0 | 0 | 0 | 0 | #N/A | #N/A | #N/A | #N/A | #N/A | #N/A | #N/A | #N/A | #N/A | #N/A | #N/A | #N/A | #N/A | #N/A | #N/A | #N/A | #DIV/0! | #DIV/0! | #DIV/0! | #DIV/0! | #DIV/0! | #DIV/0! | #DIV/0! | #DIV/0! | #DIV/0! | #DIV/0! | #DIV/0! | #DIV/0! | #DIV/0! | #DIV/0! | #DIV/0! | #DIV/0! | #DIV/0! | #DIV/0! | #DIV/0! | #DIV/0! | #DIV/0! | #DIV/0! | #DIV/0! | #DIV/0! | #DIV/0! | #DIV/0! | #DIV/0! | #DIV/0! | #DIV/0! | #DIV/0! | #DIV/0! | #DIV/0! | #DIV/0! | #DIV/0! | #DIV/0! | #DIV/0!
0 | 0 | #DIV/0! | #DIV/0! | #DIV/0! | #DIV/0! | #DIV/0! | #DIV/0! | #DIV/0! | #DIV/0! | #DIV/0! | #DIV/0! | #DIV/0! | #DIV/0! | #DIV/0! | #DIV/0! | #DIV/0! | #DIV/0! | 0 | 0 | #DIV/0! | #DIV/0! | #DIV/0! | #DIV/0! | #DIV/0! | #DIV/0! | #DIV/0! | #DIV/0! | #DIV/0! | #DIV/0! | #DIV/0! | #DIV/0! | #DIV/0! | #DIV/0! | #DIV/0! | #DIV/0! | #DIV/0! | #DIV/0! | #DIV/0! | #DIV/0! | #DIV/0! | #DIV/0! | #DIV/0! | #DIV/0! | #DIV/0! | #DIV/0! | 4 | 2 | 1 | 0 | 0 | 0 | 0 | 0 | #N/A | #N/A | #N/A | #N/A | #N/A | #N/A | #N/A | #N/A | #N/A | #N/A | #N/A | #N/A | #N/A | #N/A | #N/A | #N/A | #DIV/0! | #DIV/0! | #DIV/0! | #DIV/0! | #DIV/0! | #DIV/0! | #DIV/0! | #DIV/0! | #DIV/0! | #DIV/0! | #DIV/0! | #DIV/0! | #DIV/0! | #DIV/0! | #DIV/0! | #DIV/0! | #DIV/0! | #DIV/0! | #DIV/0! | #DIV/0! | #DIV/0! | #DIV/0! | #DIV/0! | #DIV/0! | #DIV/0! | #DIV/0! | #DIV/0! | #DIV/0! | #DIV/0! | #DIV/0! | #DIV/0! | #DIV/0! | #DIV/0! | #DIV/0! | #DIV/0! | #DIV/0!
0 | 0 | #DIV/0! | #DIV/0! | #DIV/0! | #DIV/0! | #DIV/0! | #DIV/0! | #DIV/0! | #DIV/0! | #DIV/0! | #DIV/0! | #DIV/0! | #DIV/0! | #DIV/0! | #DIV/0! | #DIV/0! | #DIV/0! | 0 | 0 | #DIV/0! | #DIV/0! | #DIV/0! | #DIV/0! | #DIV/0! | #DIV/0! | #DIV/0! | #DIV/0! | #DIV/0! | #DIV/0! | #DIV/0! | #DIV/0! | #DIV/0! | #DIV/0! | #DIV/0! | #DIV/0! | #DIV/0! | #DIV/0! | #DIV/0! | #DIV/0! | #DIV/0! | #DIV/0! | #DIV/0! | #DIV/0! | #DIV/0! | #DIV/0! | 4 | 2 | 1 | 0 | 0 | 0 | 0 | 0 | #N/A | #N/A | #N/A | #N/A | #N/A | #N/A | #N/A | #N/A | #N/A | #N/A | #N/A | #N/A | #N/A | #N/A | #N/A | #N/A | #DIV/0! | #DIV/0! | #DIV/0! | #DIV/0! | #DIV/0! | #DIV/0! | #DIV/0! | #DIV/0! | #DIV/0! | #DIV/0! | #DIV/0! | #DIV/0! | #DIV/0! | #DIV/0! | #DIV/0! | #DIV/0! | #DIV/0! | #DIV/0! | #DIV/0! | #DIV/0! | #DIV/0! | #DIV/0! | #DIV/0! | #DIV/0! | #DIV/0! | #DIV/0! | #DIV/0! | #DIV/0! | #DIV/0! | #DIV/0! | #DIV/0! | #DIV/0! | #DIV/0! | #DIV/0! | #DIV/0! | #DIV/0!
0 | 0 | #DIV/0! | #DIV/0! | #DIV/0! | #DIV/0! | #DIV/0! | #DIV/0! | #DIV/0! | #DIV/0! | #DIV/0! | #DIV/0! | #DIV/0! | #DIV/0! | #DIV/0! | #DIV/0! | #DIV/0! | #DIV/0! | 0 | 0 | #DIV/0! | #DIV/0! | #DIV/0! | #DIV/0! | #DIV/0! | #DIV/0! | #DIV/0! | #DIV/0! | #DIV/0! | #DIV/0! | #DIV/0! | #DIV/0! | #DIV/0! | #DIV/0! | #DIV/0! | #DIV/0! | #DIV/0! | #DIV/0! | #DIV/0! | #DIV/0! | #DIV/0! | #DIV/0! | #DIV/0! | #DIV/0! | #DIV/0! | #DIV/0! | 4 | 2 | 1 | 0 | 0 | 0 | 0 | 0 | #N/A | #N/A | #N/A | #N/A | #N/A | #N/A | #N/A | #N/A | #N/A | #N/A | #N/A | #N/A | #N/A | #N/A | #N/A | #N/A | #DIV/0! | #DIV/0! | #DIV/0! | #DIV/0! | #DIV/0! | #DIV/0! | #DIV/0! | #DIV/0! | #DIV/0! | #DIV/0! | #DIV/0! | #DIV/0! | #DIV/0! | #DIV/0! | #DIV/0! | #DIV/0! | #DIV/0! | #DIV/0! | #DIV/0! | #DIV/0! | #DIV/0! | #DIV/0! | #DIV/0! | #DIV/0! | #DIV/0! | #DIV/0! | #DIV/0! | #DIV/0! | #DIV/0! | #DIV/0! | #DIV/0! | #DIV/0! | #DIV/0! | #DIV/0! | #DIV/0! | #DIV/0!
0 | 0 | #DIV/0! | #DIV/0! | #DIV/0! | #DIV/0! | #DIV/0! | #DIV/0! | #DIV/0! | #DIV/0! | #DIV/0! | #DIV/0! | #DIV/0! | #DIV/0! | #DIV/0! | #DIV/0! | #DIV/0! | #DIV/0! | 0 | 0 | #DIV/0! | #DIV/0! | #DIV/0! | #DIV/0! | #DIV/0! | #DIV/0! | #DIV/0! | #DIV/0! | #DIV/0! | #DIV/0! | #DIV/0! | #DIV/0! | #DIV/0! | #DIV/0! | #DIV/0! | #DIV/0! | #DIV/0! | #DIV/0! | #DIV/0! | #DIV/0! | #DIV/0! | #DIV/0! | #DIV/0! | #DIV/0! | #DIV/0! | #DIV/0! | 4 | 2 | 1 | 0 | 0 | 0 | 0 | 0 | #N/A | #N/A | #N/A | #N/A | #N/A | #N/A | #N/A | #N/A | #N/A | #N/A | #N/A | #N/A | #N/A | #N/A | #N/A | #N/A | #DIV/0! | #DIV/0! | #DIV/0! | #DIV/0! | #DIV/0! | #DIV/0! | #DIV/0! | #DIV/0! | #DIV/0! | #DIV/0! | #DIV/0! | #DIV/0! | #DIV/0! | #DIV/0! | #DIV/0! | #DIV/0! | #DIV/0! | #DIV/0! | #DIV/0! | #DIV/0! | #DIV/0! | #DIV/0! | #DIV/0! | #DIV/0! | #DIV/0! | #DIV/0! | #DIV/0! | #DIV/0! | #DIV/0! | #DIV/0! | #DIV/0! | #DIV/0! | #DIV/0! | #DIV/0! | #DIV/0! | #DIV/0!
0 | 0 | #DIV/0! | #DIV/0! | #DIV/0! | #DIV/0! | #DIV/0! | #DIV/0! | #DIV/0! | #DIV/0! | #DIV/0! | #DIV/0! | #DIV/0! | #DIV/0! | #DIV/0! | #DIV/0! | #DIV/0! | #DIV/0! | 0 | 0 | #DIV/0! | #DIV/0! | #DIV/0! | #DIV/0! | #DIV/0! | #DIV/0! | #DIV/0! | #DIV/0! | #DIV/0! | #DIV/0! | #DIV/0! | #DIV/0! | #DIV/0! | #DIV/0! | #DIV/0! | #DIV/0! | #DIV/0! | #DIV/0! | #DIV/0! | #DIV/0! | #DIV/0! | #DIV/0! | #DIV/0! | #DIV/0! | #DIV/0! | #DIV/0! | 4 | 2 | 1 | 0 | 0 | 0 | 0 | 0 | #N/A | #N/A | #N/A | #N/A | #N/A | #N/A | #N/A | #N/A | #N/A | #N/A | #N/A | #N/A | #N/A | #N/A | #N/A | #N/A | #DIV/0! | #DIV/0! | #DIV/0! | #DIV/0! | #DIV/0! | #DIV/0! | #DIV/0! | #DIV/0! | #DIV/0! | #DIV/0! | #DIV/0! | #DIV/0! | #DIV/0! | #DIV/0! | #DIV/0! | #DIV/0! | #DIV/0! | #DIV/0! | #DIV/0! | #DIV/0! | #DIV/0! | #DIV/0! | #DIV/0! | #DIV/0! | #DIV/0! | #DIV/0! | #DIV/0! | #DIV/0! | #DIV/0! | #DIV/0! | #DIV/0! | #DIV/0! | #DIV/0! | #DIV/0! | #DIV/0! | #DIV/0!

## ModelParams Lw (hidden)
DISCHARGE SOUND POWER - MODEL PARAMETERS | [9 empty] | PARAMETERS FOR A-WEIGHTED SOUND CALCULATIONS
octaaffrequentie f [Hz]
A0 | 4.1901 | [9 empty] | 63 | 125 | 250 | 500 | 1000 | 2000 | 4000 | 8000
A1 | 52.2067 | [8 empty] | Af | -26.2 | -16.1 | -8.6 | -3.2 | 0 | 1.2 | 1 | -1.1
A2 | 22.27
B0 | -0.98585 | -0.0115
B1 | -5e-05 | 0.0238 | -7.1 | [6 empty] | PARAMETERS FOR NR SOUND CALCULATIONS
B2 | 0.0003 | -0.2355 | 46.486 | [7 empty] | octaaffrequentie f [Hz]
[11 empty] | 63 | 125 | 250 | 500 | 1000 | 2000 | 4000 | 8000
[10 empty] | Af | 35.5 | 22 | 12 | 4.8 | 0 | -3.5 | -6.1 | -8
[10 empty] | Bf | 0.79 | 0.87 | 0.93 | 0.974 | 1 | 1.015 | 1.025 | 1.03
RADIATED SOUND POWER - MODEL PARAMETERS
octaaffrequentie [Hz]
|  | 63 | 125 | 250 | 500 | 1000 | 2000 | 4000 | 8000
non-insulated | Af | 7.5545 | 7.5287 | 5.5575 | 5.3193 | 4.3903 | 3.8181 | 3.0974 | 2.3486
| Bf | 12.782 | 14.6653 | 11.8992 | 12.6216 | 11.1288 | 10.254 | 8.5018 | 6.1635
| Cf | -288.7742 | -252.0764 | -202.4441 | -322.961 | -300.9808 | -302.3988 | -243.5871 | 66.5334
insulated | Af | 7.7184 | 7.7005 | 6.2501 | 5.6917 | 4.6127 | 4.0427 | 3.2352 | 0.996
| Bf | 13.0761 | 15.0237 | 13.5579 | 13.6223 | 11.7904 | 10.9855 | 8.9863 | -0.14927
| Cf | -269.077 | -217.5773 | -261.8952 | -317.8619 | -265.8763 | -245.091 | -163.1181 | 1785.025

## SilencerParams (hidden)
DATA ALNOR | [9 empty] | Sound attenuation [dB] | [7 empty] | Sound generation [dB] | [7 empty] | MODEL dPtot (Q = A*wortel(dPtot))
Type | ∅ [mm] | L [mm] | duct velocity [m/s] | ID | log(v) | Flow rate [m^3/h] | Sound power level (LwA) | Pressure drop (dP) | Weight (kg) | 63 Hz | 125 Hz | 250 Hz | 500 Hz | 1000 Hz | 2000 Hz | 4000 Hz | 8000 Hz | 63 Hz | 125 Hz | 250 Hz | 500 Hz | 1000 Hz | 2000 Hz | 4000 Hz | 8000 Hz | dPt model [Pa] | SE | SSE | A
SIL-50 | 100 | 900 | 0 | 100090000 |  | 0 | 0 | 0 | 4.7 | 8.1 | 11.6 | 19.4 | 32.3 | 48.1 | 51.1 | 29.3 | 31.1 | 0 | 0 | 0 | 0 | 0 | 0 | 0 | 0 | 0 |  | 5.9284
SIL-50 | 100 | 900 | 2 | 100090002 | 0.30103 | 56.5487 | 9 | 0 | 4.7 | 8.1 | 11.6 | 19.4 | 32.3 | 48.1 | 51.1 | 29.3 | 31.1 | 0 | 0 | 0 | 0 | 0 | 0 | 0 | 0 | 0.39837 | 0.1587 |  | 89.5945
SIL-50 | 100 | 900 | 4 | 100090004 | 0.60206 | 113.0973 | 9 | 2 | 4.7 | 8.1 | 11.6 | 19.4 | 32.3 | 48.1 | 51.1 | 29.3 | 31.1 | 11.6 | 9.4 | 6 | 1.2 | 0 | 0 | 0 | 0 | 1.5935 | 0.16527
SIL-50 | 100 | 900 | 6 | 100090006 | 0.77815 | 169.646 | 16 | 4 | 4.7 | 8.1 | 11.6 | 19.4 | 32.3 | 48.1 | 51.1 | 29.3 | 31.1 | 22.2 | 20.6 | 17.9 | 13.9 | 8.7 | 2.4 | 0 | 0 | 3.5853 | 0.17198
SIL-50 | 100 | 900 | 8 | 100090008 | 0.90309 | 226.1947 | 24 | 6 | 4.7 | 8.1 | 11.6 | 19.4 | 32.3 | 48.1 | 51.1 | 29.3 | 31.1 | 29.6 | 28.3 | 26.1 | 22.7 | 17.9 | 12 | 5.3 | 0 | 6.3739 | 0.13976
SIL-50 | 100 | 900 | 10 | 100090010 | 1 | 282.7433 | 31 | 10 | 4.7 | 8.1 | 11.6 | 19.4 | 32.3 | 48.1 | 51.1 | 29.3 | 31.1 | 35.2 | 34.2 | 32.3 | 29.3 | 25 | 19.4 | 12.9 | 5.8 | 9.9591 | 0.0016694
SIL-50 | 100 | 1200 | 0 | 100120000 |  | 0 | 0 | 0 | 6 | 7.4 | 14.7 | 23.1 | 35.3 | 50.3 | 53.9 | 32 | 33.7 | 0 | 0 | 0 | 0 | 0 | 0 | 0 | 0 | 0
SIL-50 | 100 | 1200 | 2 | 100120002 | 0.30103 | 56.5487 | 9 | 1 | 6 | 7.4 | 14.7 | 23.1 | 35.3 | 50.3 | 53.9 | 32 | 33.7 | 0 | 0 | 0 | 0 | 0 | 0 | 0 | 0 | 0.51788 | 0.23244 |  | 78.5796
SIL-50 | 100 | 1200 | 4 | 100120004 | 0.60206 | 113.0973 | 9 | 2 | 6 | 7.4 | 14.7 | 23.1 | 35.3 | 50.3 | 53.9 | 32 | 33.7 | 11.6 | 9.4 | 6 | 1.2 | 0 | 0 | 0 | 0 | 2.0715 | 0.0051125
SIL-50 | 100 | 1200 | 6 | 100120006 | 0.77815 | 169.646 | 16 | 5 | 6 | 7.4 | 14.7 | 23.1 | 35.3 | 50.3 | 53.9 | 32 | 33.7 | 22.2 | 20.6 | 17.9 | 13.9 | 8.7 | 2.4 | 0 | 0 | 4.6609 | 0.115
SIL-50 | 100 | 1200 | 8 | 100120008 | 0.90309 | 226.1947 | 24 | 8 | 6 | 7.4 | 14.7 | 23.1 | 35.3 | 50.3 | 53.9 | 32 | 33.7 | 29.6 | 28.3 | 26.1 | 22.7 | 17.9 | 12 | 5.3 | 0 | 8.286 | 0.0818
SIL-50 | 100 | 1200 | 10 | 100120010 | 1 | 282.7433 | 31 | 13 | 6 | 7.4 | 14.7 | 23.1 | 35.3 | 50.3 | 53.9 | 32 | 33.7 | 35.2 | 34.2 | 32.3 | 29.3 | 25 | 19.4 | 12.9 | 5.8 | 12.9469 | 0.0028212
SIL-50 | 125 | 900 | 0 | 125090000 |  | 0 | 0 | 0 | 5.4 | 5.3 | 10.5 | 17.5 | 29.3 | 44.1 | 47.4 | 26.2 | 28.1 | 0 | 0 | 0 | 0 | 0 | 0 | 0 | 0 | 0
SIL-50 | 125 | 900 | 2 | 125090002 | 0.30103 | 88.3573 | 9 | 0 | 5.4 | 5.3 | 10.5 | 17.5 | 29.3 | 44.1 | 47.4 | 26.2 | 28.1 | 0 | 0 | 0 | 0 | 0 | 0 | 0 | 0 | 0.31767 | 0.10091 |  | 156.7666
SIL-50 | 125 | 900 | 4 | 125090004 | 0.60206 | 176.7146 | 9 | 1 | 5.4 | 5.3 | 10.5 | 17.5 | 29.3 | 44.1 | 47.4 | 26.2 | 28.1 | 13.7 | 11.6 | 8.1 | 3.4 | 0 | 0 | 0 | 0 | 1.2707 | 0.07327
SIL-50 | 125 | 900 | 6 | 125090006 | 0.77815 | 265.0719 | 18 | 3 | 5.4 | 5.3 | 10.5 | 17.5 | 29.3 | 44.1 | 47.4 | 26.2 | 28.1 | 24.4 | 22.8 | 20.1 | 16.1 | 10.8 | 4.5 | 0 | 0 | 2.859 | 0.01987
SIL-50 | 125 | 900 | 8 | 125090008 | 0.90309 | 353.4292 | 26 | 5 | 5.4 | 5.3 | 10.5 | 17.5 | 29.3 | 44.1 | 47.4 | 26.2 | 28.1 | 31.7 | 30.5 | 28.3 | 24.8 | 20.1 | 14.2 | 7.5 | 0.2 | 5.0827 | 0.0068455
SIL-50 | 125 | 900 | 10 | 125090010 | 1 | 441.7865 | 33 | 8 | 5.4 | 5.3 | 10.5 | 17.5 | 29.3 | 44.1 | 47.4 | 26.2 | 28.1 | 37.4 | 36.3 | 34.5 | 31.5 | 27.1 | 21.6 | 15.1 | 8 | 7.9418 | 0.0033899
SIL-50 | 125 | 1200 | 0 | 125120000 |  | 0 | 0 | 0 | 6.9 | 8.2 | 13.6 | 21.2 | 32.3 | 46.3 | 50.2 | 28.9 | 30.5 | 0 | 0 | 0 | 0 | 0 | 0 | 0 | 0 | 0
SIL-50 | 125 | 1200 | 2 | 125120002 | 0.30103 | 88.3573 | 9 | 1 | 6.9 | 8.2 | 13.6 | 21.2 | 32.3 | 46.3 | 50.2 | 28.9 | 30.5 | 0 | 0 | 0 | 0 | 0 | 0 | 0 | 0 | 0.51788 | 0.23244 |  | 122.7806
SIL-50 | 125 | 1200 | 4 | 125120004 | 0.60206 | 176.7146 | 9 | 2 | 6.9 | 8.2 | 13.6 | 21.2 | 32.3 | 46.3 | 50.2 | 28.9 | 30.5 | 13.7 | 11.6 | 8.1 | 3.4 | 0 | 0 | 0 | 0 | 2.0715 | 0.0051125
SIL-50 | 125 | 1200 | 6 | 125120006 | 0.77815 | 265.0719 | 18 | 5 | 6.9 | 8.2 | 13.6 | 21.2 | 32.3 | 46.3 | 50.2 | 28.9 | 30.5 | 24.4 | 22.8 | 20.1 | 16.1 | 10.8 | 4.5 | 0 | 0 | 4.6609 | 0.115
SIL-50 | 125 | 1200 | 8 | 125120008 | 0.90309 | 353.4292 | 26 | 8 | 6.9 | 8.2 | 13.6 | 21.2 | 32.3 | 46.3 | 50.2 | 28.9 | 30.5 | 31.7 | 30.5 | 28.3 | 24.8 | 20.1 | 14.2 | 7.5 | 0.2 | 8.286 | 0.0818
SIL-50 | 125 | 1200 | 10 | 125120010 | 1 | 441.7865 | 33 | 13 | 6.9 | 8.2 | 13.6 | 21.2 | 32.3 | 46.3 | 50.2 | 28.9 | 30.5 | 37.4 | 36.3 | 34.5 | 31.5 | 27.1 | 21.6 | 15.1 | 8 | 12.9469 | 0.0028212
SIL-50 | 160 | 900 | 0 | 160090000 |  | 0 | 0 | 0 | 6.2 | 5.5 | 9.5 | 15.7 | 26.3 | 40 | 41.6 | 23.2 | 24.9 | 0 | 0 | 0 | 0 | 0 | 0 | 0 | 0 | 0
SIL-50 | 160 | 900 | 2 | 160090002 | 0.30103 | 144.7646 | 9 | 0 | 6.2 | 5.5 | 9.5 | 15.7 | 26.3 | 40 | 41.6 | 23.2 | 24.9 | 0 | 0 | 0 | 0 | 0 | 0 | 0 | 0 | 0.29213 | 0.085343 |  | 267.8371
SIL-50 | 160 | 900 | 4 | 160090004 | 0.60206 | 289.5292 | 10 | 1 | 6.2 | 5.5 | 9.5 | 15.7 | 26.3 | 40 | 41.6 | 23.2 | 24.9 | 16.1 | 13.9 | 10.5 | 5.8 | 0 | 0 | 0 | 0 | 1.1685 | 0.028406
SIL-50 | 160 | 900 | 6 | 160090006 | 0.77815 | 434.2938 | 20 | 3 | 6.2 | 5.5 | 9.5 | 15.7 | 26.3 | 40 | 41.6 | 23.2 | 24.9 | 26.7 | 25.1 | 22.4 | 18.5 | 13.2 | 6.9 | 0 | 0 | 2.6292 | 0.13748
SIL-50 | 160 | 900 | 8 | 160090008 | 0.90309 | 579.0584 | 29 | 5 | 6.2 | 5.5 | 9.5 | 15.7 | 26.3 | 40 | 41.6 | 23.2 | 24.9 | 34.1 | 32.8 | 30.6 | 27.2 | 22.5 | 16.6 | 9.8 | 2.6 | 4.6742 | 0.10617
SIL-50 | 160 | 900 | 10 | 160090010 | 1 | 723.8229 | 35 | 7 | 6.2 | 5.5 | 9.5 | 15.7 | 26.3 | 40 | 41.6 | 23.2 | 24.9 | 39.8 | 38.7 | 36.9 | 33.8 | 29.5 | 24 | 17.5 | 10.4 | 7.3034 | 0.092034
SIL-50 | 160 | 1200 | 0 | 160120000 |  | 0 | 0 | 0 | 8 | 6.4 | 12.6 | 19.4 | 29.3 | 42.2 | 44.3 | 25.8 | 27.4 | 0 | 0 | 0 | 0 | 0 | 0 | 0 | 0 | 0
SIL-50 | 160 | 1200 | 2 | 160120002 | 0.30103 | 144.7646 | 9 | 0 | 8 | 6.4 | 12.6 | 19.4 | 29.3 | 42.2 | 44.3 | 25.8 | 27.4 | 0 | 0 | 0 | 0 | 0 | 0 | 0 | 0 | 0.41471 | 0.17198 |  | 224.7971
SIL-50 | 160 | 1200 | 4 | 160120004 | 0.60206 | 289.5292 | 10 | 2 | 8 | 6.4 | 12.6 | 19.4 | 29.3 | 42.2 | 44.3 | 25.8 | 27.4 | 16.1 | 13.9 | 10.5 | 5.8 | 0 | 0 | 0 | 0 | 1.6588 | 0.11639
SIL-50 | 160 | 1200 | 6 | 160120006 | 0.77815 | 434.2938 | 20 | 4 | 8 | 6.4 | 12.6 | 19.4 | 29.3 | 42.2 | 44.3 | 25.8 | 27.4 | 26.7 | 25.1 | 22.4 | 18.5 | 13.2 | 6.9 | 0 | 0 | 3.7324 | 0.07162
SIL-50 | 160 | 1200 | 8 | 160120008 | 0.90309 | 579.0584 | 29 | 7 | 8 | 6.4 | 12.6 | 19.4 | 29.3 | 42.2 | 44.3 | 25.8 | 27.4 | 34.1 | 32.8 | 30.6 | 27.2 | 22.5 | 16.6 | 9.8 | 2.6 | 6.6353 | 0.13298
SIL-50 | 160 | 1200 | 10 | 160120010 | 1 | 723.8229 | 35 | 10 | 8 | 6.4 | 12.6 | 19.4 | 29.3 | 42.2 | 44.3 | 25.8 | 27.4 | 39.8 | 38.7 | 36.9 | 33.8 | 29.5 | 24 | 17.5 | 10.4 | 10.3677 | 0.13522
SIL-50 | 200 | 900 | 0 | 200090000 |  | 0 | 0 | 0 | 8 | 6.8 | 8 | 13.4 | 22.8 | 38.3 | 38 | 22 | 23 | 0 | 0 | 0 | 0 | 0 | 0 | 0 | 0 | 0
SIL-50 | 200 | 900 | 2 | 200090002 | 0.30103 | 226.1947 | 9 | 0 | 8 | 6.8 | 8 | 13.4 | 22.8 | 38.3 | 38 | 22 | 23 | 0 | 0 | 0 | 0 | 0 | 0 | 0 | 0 | 0.19918 | 0.039674 |  | 506.8231
SIL-50 | 200 | 900 | 4 | 200090004 | 0.60206 | 452.3893 | 11 | 1 | 8 | 6.8 | 8 | 13.4 | 22.8 | 38.3 | 38 | 22 | 23 | 18.3 | 16.1 | 12.7 | 7.9 | 2 | 0 | 0 | 0 | 0.79673 | 0.041318
SIL-50 | 200 | 900 | 6 | 200090006 | 0.77815 | 678.584 | 22 | 2 | 8 | 6.8 | 8 | 13.4 | 22.8 | 38.3 | 38 | 22 | 23 | 28.9 | 27.3 | 24.6 | 20.6 | 15.4 | 9.1 | 2.1 | 0 | 1.7926 | 0.042996
SIL-50 | 200 | 900 | 8 | 200090008 | 0.90309 | 904.7787 | 31 | 3 | 8 | 6.8 | 8 | 13.4 | 22.8 | 38.3 | 38 | 22 | 23 | 36.3 | 35 | 32.8 | 29.4 | 24.6 | 18.7 | 12 | 4.8 | 3.1869 | 0.034941
SIL-50 | 200 | 900 | 10 | 200090010 | 1 | 1130.9734 | 37 | 5 | 8 | 6.8 | 8 | 13.4 | 22.8 | 38.3 | 38 | 22 | 23 | 41.9 | 40.9 | 39 | 36 | 31.7 | 26.1 | 19.6 | 12.5 | 4.9796 | 0.00041734
SIL-50 | 200 | 1200 | 0 | 200120000 |  | 0 | 0 | 0 | 11.2 | 11.1 | 11.1 | 17.1 | 25.8 | 40.5 | 40.8 | 24.6 | 25.5 | 0 | 0 | 0 | 0 | 0 | 0 | 0 | 0 | 0
SIL-50 | 200 | 1200 | 2 | 200120002 | 0.30103 | 226.1947 | 9 | 0 | 11.2 | 11.1 | 11.1 | 17.1 | 25.8 | 40.5 | 40.8 | 24.6 | 25.5 | 0 | 0 | 0 | 0 | 0 | 0 | 0 | 0 | 0.31767 | 0.10091 |  | 401.3225
SIL-50 | 200 | 1200 | 4 | 200120004 | 0.60206 | 452.3893 | 11 | 1 | 11.2 | 11.1 | 11.1 | 17.1 | 25.8 | 40.5 | 40.8 | 24.6 | 25.5 | 18.3 | 16.1 | 12.7 | 7.9 | 2 | 0 | 0 | 0 | 1.2707 | 0.07327
SIL-50 | 200 | 1200 | 6 | 200120006 | 0.77815 | 678.584 | 22 | 3 | 11.2 | 11.1 | 11.1 | 17.1 | 25.8 | 40.5 | 40.8 | 24.6 | 25.5 | 28.9 | 27.3 | 24.6 | 20.6 | 15.4 | 9.1 | 2.1 | 0 | 2.859 | 0.01987
SIL-50 | 200 | 1200 | 8 | 200120008 | 0.90309 | 904.7787 | 31 | 5 | 11.2 | 11.1 | 11.1 | 17.1 | 25.8 | 40.5 | 40.8 | 24.6 | 25.5 | 36.3 | 35 | 32.8 | 29.4 | 24.6 | 18.7 | 12 | 4.8 | 5.0827 | 0.0068455
SIL-50 | 200 | 1200 | 10 | 200120010 | 1 | 1130.9734 | 37 | 8 | 11.2 | 11.1 | 11.1 | 17.1 | 25.8 | 40.5 | 40.8 | 24.6 | 25.5 | 41.9 | 40.9 | 39 | 36 | 31.7 | 26.1 | 19.6 | 12.5 | 7.9418 | 0.0033899
SIL-50 | 250 | 900 | 0 | 250090000 |  | 0 | 0 | 0 | 10.2 | 3.1 | 7.8 | 12.8 | 21.6 | 32.6 | 30.8 | 18.5 | 20.1 | 0 | 0 | 0 | 0 | 0 | 0 | 0 | 0 | 0
SIL-50 | 250 | 900 | 2 | 250090002 | 0.30103 | 353.4292 | 9 | 0 | 10.2 | 3.1 | 7.8 | 12.8 | 21.6 | 32.6 | 30.8 | 18.5 | 20.1 | 1.5 | 0 | 0 | 0 | 0 | 0 | 0 | 0 | 0.24106 | 0.058111 |  | 719.8429
SIL-50 | 250 | 900 | 4 | 250090004 | 0.60206 | 706.8583 | 13 | 1 | 10.2 | 3.1 | 7.8 | 12.8 | 21.6 | 32.6 | 30.8 | 18.5 | 20.1 | 20.4 | 18.2 | 14.8 | 10.1 | 4.2 | 0 | 0 | 0 | 0.96425 | 0.0012781
SIL-50 | 250 | 900 | 6 | 250090006 | 0.77815 | 1060.2875 | 24 | 2 | 10.2 | 3.1 | 7.8 | 12.8 | 21.6 | 32.6 | 30.8 | 18.5 | 20.1 | 31 | 29.4 | 26.8 | 22.8 | 17.5 | 11.2 | 4.3 | 0 | 2.1696 | 0.028751
SIL-50 | 250 | 900 | 8 | 250090008 | 0.90309 | 1413.7167 | 33 | 4 | 10.2 | 3.1 | 7.8 | 12.8 | 21.6 | 32.6 | 30.8 | 18.5 | 20.1 | 38.4 | 37.1 | 34.9 | 31.5 | 26.8 | 20.9 | 14.1 | 6.9 | 3.857 | 0.02045
SIL-50 | 250 | 900 | 10 | 250090010 | 1 | 1767.1459 | 40 | 6 | 10.2 | 3.1 | 7.8 | 12.8 | 21.6 | 32.6 | 30.8 | 18.5 | 20.1 | 44.1 | 43 | 41.2 | 38.1 | 33.8 | 28.3 | 21.8 | 14.7 | 6.0266 | 0.00070531
SIL-50 | 250 | 1200 | 0 | 250120000 |  | 0 | 0 | 0 | 12.9 | 5.5 | 10.9 | 16.5 | 24.6 | 34.8 | 33.6 | 21.2 | 22.6 | 0 | 0 | 0 | 0 | 0 | 0 | 0 | 0 | 0
SIL-50 | 250 | 1200 | 2 | 250120002 | 0.30103 | 353.4292 | 9 | 0 | 12.9 | 5.5 | 10.9 | 16.5 | 24.6 | 34.8 | 33.6 | 21.2 | 22.6 | 1.5 | 0 | 0 | 0 | 0 | 0 | 0 | 0 | 0.35955 | 0.12928 |  | 589.4167
SIL-50 | 250 | 1200 | 4 | 250120004 | 0.60206 | 706.8583 | 13 | 1 | 12.9 | 5.5 | 10.9 | 16.5 | 24.6 | 34.8 | 33.6 | 21.2 | 22.6 | 20.4 | 18.2 | 14.8 | 10.1 | 4.2 | 0 | 0 | 0 | 1.4382 | 0.19202
SIL-50 | 250 | 1200 | 6 | 250120006 | 0.77815 | 1060.2875 | 24 | 3 | 12.9 | 5.5 | 10.9 | 16.5 | 24.6 | 34.8 | 33.6 | 21.2 | 22.6 | 31 | 29.4 | 26.8 | 22.8 | 17.5 | 11.2 | 4.3 | 0 | 3.236 | 0.055675
SIL-50 | 250 | 1200 | 8 | 250120008 | 0.90309 | 1413.7167 | 33 | 6 | 12.9 | 5.5 | 10.9 | 16.5 | 24.6 | 34.8 | 33.6 | 21.2 | 22.6 | 38.4 | 37.1 | 34.9 | 31.5 | 26.8 | 20.9 | 14.1 | 6.9 | 5.7528 | 0.061103
SIL-50 | 250 | 1200 | 10 | 250120010 | 1 | 1767.1459 | 40 | 9 | 12.9 | 5.5 | 10.9 | 16.5 | 24.6 | 34.8 | 33.6 | 21.2 | 22.6 | 44.1 | 43 | 41.2 | 38.1 | 33.8 | 28.3 | 21.8 | 14.7 | 8.9888 | 0.00012625
SIL-50 | 315 | 900 | 0 | 315090000 |  | 0 | 0 | 0 | 11.7 | 3.6 | 7.2 | 10.5 | 18 | 27.5 | 21.2 | 16.7 | 18 | 0 | 0 | 0 | 0 | 0 | 0 | 0 | 0 | 0
SIL-50 | 315 | 900 | 2 | 315090002 | 0.30103 | 561.1042 | 9 | 0 | 11.7 | 3.6 | 7.2 | 10.5 | 18 | 27.5 | 21.2 | 16.7 | 18 | 3.7 | 0.3 | 0 | 0 | 0 | 0 | 0 | 0 | 0.17365 | 0.030153 |  | 1346.5124
SIL-50 | 315 | 900 | 4 | 315090004 | 0.60206 | 1122.2083 | 14 | 1 | 11.7 | 3.6 | 7.2 | 10.5 | 18 | 27.5 | 21.2 | 16.7 | 18 | 22.6 | 20.5 | 17 | 12.3 | 6.4 | 0 | 0 | 0 | 0.69459 | 0.093278
SIL-50 | 315 | 900 | 6 | 315090006 | 0.77815 | 1683.3125 | 26 | 2 | 11.7 | 3.6 | 7.2 | 10.5 | 18 | 27.5 | 21.2 | 16.7 | 18 | 33.3 | 31.7 | 29 | 25 | 19.7 | 13.5 | 6.5 | 0 | 1.5628 | 0.19113
SIL-50 | 315 | 900 | 8 | 315090008 | 0.90309 | 2244.4166 | 35 | 3 | 11.7 | 3.6 | 7.2 | 10.5 | 18 | 27.5 | 21.2 | 16.7 | 18 | 40.6 | 39.4 | 37.2 | 33.8 | 29 | 23.1 | 16.4 | 9.1 | 2.7783 | 0.049131
SIL-50 | 315 | 900 | 10 | 315090010 | 1 | 2805.5208 | 42 | 4 | 11.7 | 3.6 | 7.2 | 10.5 | 18 | 27.5 | 21.2 | 16.7 | 18 | 46.3 | 45.2 | 43.4 | 40.4 | 36 | 30.5 | 24 | 16.9 | 4.3412 | 0.11639
SIL-50 | 315 | 1200 | 0 | 315120000 |  | 0 | 0 | 0 | 14.9 | 8.8 | 10.3 | 14.2 | 21 | 29.7 | 24 | 19.3 | 20.5 | 0 | 0 | 0 | 0 | 0 | 0 | 0 | 0 | 0
SIL-50 | 315 | 1200 | 2 | 315120002 | 0.30103 | 561.1042 | 9 | 0 | 14.9 | 8.8 | 10.3 | 14.2 | 21 | 29.7 | 24 | 19.3 | 20.5 | 3.7 | 0.3 | 0 | 0 | 0 | 0 | 0 | 0 | 0.29213 | 0.085343 |  | 1038.1302
SIL-50 | 315 | 1200 | 4 | 315120004 | 0.60206 | 1122.2083 | 14 | 1 | 14.9 | 8.8 | 10.3 | 14.2 | 21 | 29.7 | 24 | 19.3 | 20.5 | 22.6 | 20.5 | 17 | 12.3 | 6.4 | 0 | 0 | 0 | 1.1685 | 0.028406
SIL-50 | 315 | 1200 | 6 | 315120006 | 0.77815 | 1683.3125 | 26 | 3 | 14.9 | 8.8 | 10.3 | 14.2 | 21 | 29.7 | 24 | 19.3 | 20.5 | 33.3 | 31.7 | 29 | 25 | 19.7 | 13.5 | 6.5 | 0 | 2.6292 | 0.13748
SIL-50 | 315 | 1200 | 8 | 315120008 | 0.90309 | 2244.4166 | 35 | 5 | 14.9 | 8.8 | 10.3 | 14.2 | 21 | 29.7 | 24 | 19.3 | 20.5 | 40.6 | 39.4 | 37.2 | 33.8 | 29 | 23.1 | 16.4 | 9.1 | 4.6742 | 0.10617
SIL-50 | 315 | 1200 | 10 | 315120010 | 1 | 2805.5208 | 42 | 7 | 14.9 | 8.8 | 10.3 | 14.2 | 21 | 29.7 | 24 | 19.3 | 20.5 | 46.3 | 45.2 | 43.4 | 40.4 | 36 | 30.5 | 24 | 16.9 | 7.3034 | 0.092034
SIL-50 | 355 | 900 | 0 | 355090000 |  | 0 | 0 | 0 | 13.1 | 4 | 6.7 | 10.9 | 18.5 | 24.8 | 19.3 | 15.6 | 17 | 0 | 0 | 0 | 0 | 0 | 0 | 0 | 0 | 0
SIL-50 | 355 | 900 | 2 | 355090002 | 0.30103 | 712.6546 | 9 | 0 | 13.1 | 4 | 6.7 | 10.9 | 18.5 | 24.8 | 19.3 | 15.6 | 17 | 4.9 | 1.5 | 0 | 0 | 0 | 0 | 0 | 0 | 0.14811 | 0.021937 |  | 1851.7674
SIL-50 | 355 | 900 | 4 | 355090004 | 0.60206 | 1425.3092 | 15 | 1 | 13.1 | 4 | 6.7 | 10.9 | 18.5 | 24.8 | 19.3 | 15.6 | 17 | 23.8 | 21.6 | 18.2 | 13.4 | 7.5 | 0.8 | 0 | 0 | 0.59244 | 0.1661
SIL-50 | 355 | 900 | 6 | 355090006 | 0.77815 | 2137.9638 | 28 | 1 | 13.1 | 4 | 6.7 | 10.9 | 18.5 | 24.8 | 19.3 | 15.6 | 17 | 34.4 | 32.8 | 30.1 | 26.2 | 20.9 | 14.6 | 7.6 | 0.3 | 1.333 | 0.11088
SIL-50 | 355 | 900 | 8 | 355090008 | 0.90309 | 2850.6183 | 36 | 2 | 13.1 | 4 | 6.7 | 10.9 | 18.5 | 24.8 | 19.3 | 15.6 | 17 | 41.8 | 40.5 | 38.3 | 34.9 | 30.2 | 24.2 | 17.5 | 10.3 | 2.3698 | 0.13673
SIL-50 | 355 | 900 | 10 | 355090010 | 1 | 3563.2729 | 43 | 4 | 13.1 | 4 | 6.7 | 10.9 | 18.5 | 24.8 | 19.3 | 15.6 | 17 | 47.5 | 46.4 | 44.5 | 41.5 | 37.2 | 31.6 | 25.1 | 18 | 3.7028 | 0.088353
SIL-50 | 355 | 1200 | 0 | 355120000 |  | 0 | 0 | 0 | 16.7 | 3.9 | 9.8 | 14.6 | 21.5 | 27 | 22.1 | 18.2 | 19.5 | 0 | 0 | 0 | 0 | 0 | 0 | 0 | 0 | 0
SIL-50 | 355 | 1200 | 2 | 355120002 | 0.30103 | 712.6546 | 9 | 0 | 16.7 | 3.9 | 9.8 | 14.6 | 21.5 | 27 | 22.1 | 18.2 | 19.5 | 4.9 | 1.5 | 0 | 0 | 0 | 0 | 0 | 0 | 0.2666 | 0.071075 |  | 1380.2259
SIL-50 | 355 | 1200 | 4 | 355120004 | 0.60206 | 1425.3092 | 15 | 1 | 16.7 | 3.9 | 9.8 | 14.6 | 21.5 | 27 | 22.1 | 18.2 | 19.5 | 23.8 | 21.6 | 18.2 | 13.4 | 7.5 | 0.8 | 0 | 0 | 1.0664 | 0.0044082
SIL-50 | 355 | 1200 | 6 | 355120006 | 0.77815 | 2137.9638 | 28 | 2 | 16.7 | 3.9 | 9.8 | 14.6 | 21.5 | 27 | 22.1 | 18.2 | 19.5 | 34.4 | 32.8 | 30.1 | 26.2 | 20.9 | 14.6 | 7.6 | 0.3 | 2.3994 | 0.15951
SIL-50 | 355 | 1200 | 8 | 355120008 | 0.90309 | 2850.6183 | 36 | 4 | 16.7 | 3.9 | 9.8 | 14.6 | 21.5 | 27 | 22.1 | 18.2 | 19.5 | 41.8 | 40.5 | 38.3 | 34.9 | 30.2 | 24.2 | 17.5 | 10.3 | 4.2656 | 0.070531
SIL-50 | 355 | 1200 | 10 | 355120010 | 1 | 3563.2729 | 43 | 7 | 16.7 | 3.9 | 9.8 | 14.6 | 21.5 | 27 | 22.1 | 18.2 | 19.5 | 47.5 | 46.4 | 44.5 | 41.5 | 37.2 | 31.6 | 25.1 | 18 | 6.665 | 0.11225
SIL-50 | 400 | 900 | 0 | 400090000 |  | 0 | 0 | 0 | 15.9 | 2.5 | 6.3 | 10.3 | 17.6 | 23.1 | 17.2 | 14.7 | 16.1 | 0 | 0 | 0 | 0 | 0 | 0 | 0 | 0 | 0
SIL-50 | 400 | 900 | 2 | 400090002 | 0.30103 | 904.7787 | 9 | 0 | 15.9 | 2.5 | 6.3 | 10.3 | 17.6 | 23.1 | 17.2 | 14.7 | 16.1 | 6 | 2.6 | 0 | 0 | 0 | 0 | 0 | 0 | 0.12257 | 0.015024 |  | 2584.3009
SIL-50 | 400 | 900 | 4 | 400090004 | 0.60206 | 1809.5574 | 16 | 1 | 15.9 | 2.5 | 6.3 | 10.3 | 17.6 | 23.1 | 17.2 | 14.7 | 16.1 | 25 | 22.8 | 19.3 | 14.6 | 8.7 | 2 | 0 | 0 | 0.4903 | 0.2598
SIL-50 | 400 | 900 | 6 | 400090006 | 0.77815 | 2714.3361 | 29 | 1 | 15.9 | 2.5 | 6.3 | 10.3 | 17.6 | 23.1 | 17.2 | 14.7 | 16.1 | 35.6 | 34 | 31.3 | 27.3 | 22 | 15.8 | 8.8 | 1.4 | 1.1032 | 0.010643
SIL-50 | 400 | 900 | 8 | 400090008 | 0.90309 | 3619.1147 | 37 | 2 | 15.9 | 2.5 | 6.3 | 10.3 | 17.6 | 23.1 | 17.2 | 14.7 | 16.1 | 43 | 41.7 | 39.5 | 36.1 | 31.3 | 25.4 | 18.7 | 11.4 | 1.9612 | 0.0015066
SIL-50 | 400 | 900 | 10 | 400090010 | 1 | 4523.8934 | 44 | 3 | 15.9 | 2.5 | 6.3 | 10.3 | 17.6 | 23.1 | 17.2 | 14.7 | 16.1 | 48.6 | 47.6 | 45.7 | 42.7 | 38.4 | 32.8 | 26.3 | 19.2 | 3.0644 | 0.0041411
SIL-50 | 400 | 1200 | 0 | 400120000 |  | 0 | 0 | 0 | 20.4 | 10.3 | 9.4 | 14 | 20.5 | 25.3 | 20 | 17.3 | 18.5 | 0 | 0 | 0 | 0 | 0 | 0 | 0 | 0 | 0
SIL-50 | 400 | 1200 | 2 | 400120002 | 0.30103 | 904.7787 | 9 | 0 | 20.4 | 10.3 | 9.4 | 14 | 20.5 | 25.3 | 20 | 17.3 | 18.5 | 6 | 2.6 | 0 | 0 | 0 | 0 | 0 | 0 | 0.22449 | 0.050396 |  | 1909.6073
SIL-50 | 400 | 1200 | 4 | 400120004 | 0.60206 | 1809.5574 | 16 | 1 | 20.4 | 10.3 | 9.4 | 14 | 20.5 | 25.3 | 20 | 17.3 | 18.5 | 25 | 22.8 | 19.3 | 14.6 | 8.7 | 2 | 0 | 0 | 0.89796 | 0.010412
SIL-50 | 400 | 1200 | 6 | 400120006 | 0.77815 | 2714.3361 | 29 | 2 | 20.4 | 10.3 | 9.4 | 14 | 20.5 | 25.3 | 20 | 17.3 | 18.5 | 35.6 | 34 | 31.3 | 27.3 | 22 | 15.8 | 8.8 | 1.4 | 2.0204 | 0.00041649
SIL-50 | 400 | 1200 | 8 | 400120008 | 0.90309 | 3619.1147 | 37 | 4 | 20.4 | 10.3 | 9.4 | 14 | 20.5 | 25.3 | 20 | 17.3 | 18.5 | 43 | 41.7 | 39.5 | 36.1 | 31.3 | 25.4 | 18.7 | 11.4 | 3.5918 | 0.1666
SIL-50 | 400 | 1200 | 10 | 400120010 | 1 | 4523.8934 | 44 | 6 | 20.4 | 10.3 | 9.4 | 14 | 20.5 | 25.3 | 20 | 17.3 | 18.5 | 48.6 | 47.6 | 45.7 | 42.7 | 38.4 | 32.8 | 26.3 | 19.2 | 5.6122 | 0.15035

## ModelParams Lp (hidden)
SOUND ATTENUATION OF UNLINED, ROUND DUCT | [12 empty] | PARAMETERS FOR A-WEIGHTED SOUND CALCULATIONS
| octaaffrequentie f [Hz] | [12 empty] | octaaffrequentie f [Hz]
| 63 | 125 | 250 | 500 | 1000 | 2000 | 4000 | 8000 | [5 empty] | 63 | 125 | 250 | 500 | 1000 | 2000 | 4000 | 8000
A | 0.001 | 0.01 | 0.007 | 0.038 | 0.118 | 0.118 | 0.118 | 0.118 |  |  |  |  | Af | -26.2 | -16.1 | -8.6 | -3.2 | 0 | 1.2 | 1 | -1.1
B | 0.1 | 0.043 | 0.026 | 0.021 | -0.561 | -0.561 | -0.561 | -0.561
C | 1.396 | 0.692 | 0.942 | 0.428 | 0.685 | 0.685 | 0.685 | 0.685
PARAMETERS FOR NR SOUND CALCULATIONS
octaaffrequentie f [Hz]
SOUND ATTENUATION OF 90° UNLINED DUCT BEND - reference attenuation @ fG of 125 Hz | [13 empty] | 63 | 125 | 250 | 500 | 1000 | 2000 | 4000 | 8000
| octaaffrequentie f [Hz] | [11 empty] | Af | 35.5 | 22 | 12 | 4.8 | 0 | -3.5 | -6.1 | -8
[dB] | 31 | 63 | 125 | 250 | 500 | 1000 | 2000 | 4000 | 8000 |  |  |  |  | Bf | 0.79 | 0.87 | 0.93 | 0.974 | 1 | 1.015 | 1.025 | 1.03
attenuation | 0 | 1 | 2 | 3 | 3 | 3 | 3 | 3 | 3
bovengrens octaafband [Hz]
| 63 | 125 | 250 | 500 | 1000 | 2000 | 4000 | 8000
fo | 89 | 177 | 354 | 707 | 1414 | 2828 | 5657 | 11314
ENVIRONMENTAL ADJUSTMENT FACTOR
octaaffrequentie f [Hz]
[dB] | 63 | 125 | 250 | 500 | 1000 | 2000 | 4000 | 8000
Env.Adj.Factor | 4 | 2 | 1 | 0 | 0 | 0 | 0 | 0
CEILING ATTENUATION
Type tile | Ref. | Type tile |  | Density | thickness | weight | Octaafband midfrequentie [Hz]
|  | pulldown |  | [kg/m³] | [mm] | [kg/m²] | 63 | 125 | 250 | 500 | 1000 | 2000 | 4000 | 8000
Mineral fiber | Rockfon Blanka | mineral fiber | medium |  | 20 | 2.3 | 0 | 0 | 7 | 14.7 | 18 | 19 | 19 | 19
Solid gypsum board | BBRI | gypsum board | very high |  | 12.5 |  | 11.4 | 14.8 | 19.3 | 24.2 | 28.6 | 31 | 27.8 | 49.8
Perforated steel 22% (+ acoustic fleece) | Armstrong Building Products | perforated steel | low |  | 0.5 |  | 0 | 0 | 0 | 6 | 10 | 10 | 10 | 10
Plain steel | Armstrong Building Products | plain steel | high |  | 0.5 |  | 0 | 3 | 11 | 19 | 23 | 23 | 23 | 23
|  | no false ceiling | none |  |  |  | 0 | 0 | 0 | 0 | 0 | 0 | 0 | 0
ROOM ATTENUATION - average reverberation times
room type | average reverberation time T [s] |  |  | room attenuation | average reverberation time T [s]
office | 0.5 | soft |  | soft | 0.5
sports hall, swimming pool | 2 | hard |  | normal | 1
concert hall, opera house | 1.5 | hard |  | hard | 1.5
lecture room, theatre, cinema | 1 | normal
kitchen | 1.5 | hard
ward, rest room, wash room | 1 | normal
operating theatre, laboratory | 2 | hard
clean room | 1.5 | hard
hotel room | 0.5 | soft
bathroom | 2 | hard
workshop | 1.5 | hard
museum | 1.5 | hard

## PullDownMenu (hidden)
Unit Flowrate | Unit sound | ceiling attenuation | ∅ [mm] | room attenuation | insulation casing | sound attenuator
m³/h | dB(A) | low | 100 | soft | SW | SA
L/s | NR | medium | 125 | normal | DW | none
m³/s |  | high | 160 | hard
|  | very high | 200
|  | none | 250
315
355
400